## HBs
|  |  | Estimated | Estimated
|  |  | Perf. At | Perf. At
|  |  | Guar. Fired | Guar. Unfired
0 | Case Name |  | Case S-006-G | Case S-025-G | Case S-001A | Case S-002A | Case S-003A | Case S-004A | Case S-005A | Case S-006A | Case S-001 | Case S-002 | Case S-003 | Case S-004 | Case S-005 | Case S-006 | Case S-007 | Case S-008 | Case S-009 | Case S-010 | Case S-011 | Case S-012 | Case S-013 | Case S-014 | Case S-015 | Case S-016 | Case S-017 | Case S-018 | Case S-019 | Case S-020 | Case S-021 | Case S-022 | Case S-023 | Case S-024 | Case S-025 | Case S-026 | Case S-027 | Case S-028 | Case S-029 | Case S-030 | Case S-031 | Case S-032 | Case S-033 | Case S-034 | Case S-035 | Case S-036 | Case S-037 | Case S-038 | Case S-039 | Case S-040 | Case S-041 | Case S-042 | Case S-043 | Case S-044 | Case S-045 | Case S-046 | Case S-047 | Case S-048 | Case S-049 | Case S-050 | Case S-051 | Case S-052 | Case S-053 | Case S-054 | Case S-055 | Case S-056 | Case S-057 | Case S-058 | Case S-059 | Case S-060 | Case S-061 | Case S-062 | Case S-063 | Case S-064 | Case S-065 | Case S-066 | Case S-067 | Case S-068 | Case S-069 | Case S-070 | Case S-071 | Case S-072 | Case S-073 | Case S-074 | Case S-075 | Case S-076 | Case S-077 | Case S-078 | Case S-079 | Case S-080 | Case S-081 | Case S-082 | Case S-083 | Case S-084 | Case S-085 | Case S-086 | Case S-087 | Case S-088 | Case S-089 | Case S-090 | Case S-017_BYP | Case S-018_BYP | Case S-019_BYP | Case S-020_BYP | Case S-021_BYP | Case S-022_BYP | Case S-023_BYP | Case S-024_BYP | Case S-025_BYP | Case S-026_BYP | Case S-027_BYP | Case S-028_BYP | Case S-029_BYP | Case S-030_BYP | Case S-031_BYP | Case S-032_BYP | Case S-033_BYP | Case S-034_BYP | Case S-035_BYP | Case S-036_BYP | Case S-037_BYP | Case S-038_BYP | Case S-039_BYP | Case S-040_BYP | Case S-041_BYP | Case S-042_BYP | Case S-043_BYP | Case S-044_BYP | Case S-045_BYP | Case S-046_BYP | Case S-047_BYP | Case S-048_BYP | Case S-049_BYP | Case S-050_BYP | Case S-051_BYP | Case S-052_BYP | Case S-053_BYP | Case S-054_BYP | Case S-055_BYP | Case S-056_BYP | Case S-057_BYP | Case S-058_BYP | Case S-059_BYP | Case S-060_BYP | Case S-061_BYP | Case S-062_BYP | Case S-063_BYP | Case S-064_BYP | Case S-065_BYP | Case S-066_BYP | Case S-067_BYP | Case S-068_BYP | Case S-069_BYP | Case S-070_BYP | Case S-071_BYP | Case S-072_BYP | Case S-073_BYP | Case S-074_BYP | Case S-075_BYP | Case S-076_BYP | Case S-077_BYP | Case S-078_BYP | Case S-079_BYP | Case S-080_BYP | Case S-081_BYP | Case S-082_BYP | Case S-083_BYP | Case S-084_BYP | Case S-085_BYP | Case S-086_BYP | Case S-087_BYP | Case S-088_BYP | Case S-089_BYP | Case S-090_BYP | Case S-001SU-A | Case S-002SU-A
1
2 |  |  | 84.0F/60%RH | 84.0F/60%RH | -5.0F/60%RH | 20.0F/60%RH | 40.0F/60%RH | 59.0F/60%RH | 80.0F/60%RH | 84.0F/60%RH | -5.0F/60%RH | 20.0F/60%RH | 40.0F/60%RH | 59.0F/60%RH | 80.0F/60%RH | 84.0F/60%RH | 92.0F/60%RH | 105.0F/60%RH | -5.0F/60%RH | 20.0F/60%RH | 40.0F/60%RH | 59.0F/60%RH | 80.0F/60%RH | 84.0F/60%RH | 92.0F/60%RH | 105.0F/60%RH | -5.0F/60%RH | 20.0F/60%RH | 40.0F/60%RH | 59.0F/60%RH | 59.0F/60%RH | 80.0F/60%RH | 80.0F/60%RH | 84.0F/60%RH | 84.0F/60%RH | 92.0F/60%RH | 92.0F/60%RH | 105.0F/60%RH | 105.0F/60%RH | -5.0F/60%RH | 20.0F/60%RH | 40.0F/60%RH | 59.0F/60%RH | 80.0F/60%RH | 84.0F/60%RH | 92.0F/60%RH | 105.0F/60%RH | -5.0F/60%RH | 20.0F/60%RH | 40.0F/60%RH | 59.0F/60%RH | 80.0F/60%RH | 84.0F/60%RH | 92.0F/60%RH | 105.0F/60%RH | -5.0F/60%RH | 20.0F/60%RH | 40.0F/60%RH | 59.0F/60%RH | 80.0F/60%RH | 84.0F/60%RH | 92.0F/60%RH | 105.0F/60%RH | -5.0F/60%RH | 20.0F/60%RH | 40.0F/60%RH | 59.0F/60%RH | 59.0F/60%RH | 80.0F/60%RH | 80.0F/60%RH | 84.0F/60%RH | 84.0F/60%RH | 92.0F/60%RH | 92.0F/60%RH | 105.0F/60%RH | 105.0F/60%RH | -5.0F/60%RH | 20.0F/60%RH | 40.0F/60%RH | 59.0F/60%RH | 80.0F/60%RH | 84.0F/60%RH | 92.0F/60%RH | 105.0F/60%RH | -5.0F/60%RH | 20.0F/60%RH | 40.0F/60%RH | 59.0F/60%RH | 80.0F/60%RH | 84.0F/60%RH | 92.0F/60%RH | 105.0F/60%RH | -5.0F/60%RH | 20.0F/60%RH | 40.0F/60%RH | 59.0F/60%RH | 80.0F/60%RH | 84.0F/60%RH | 92.0F/60%RH | 105.0F/60%RH | -5.0F/60%RH | 20.0F/60%RH | 40.0F/60%RH | 59.0F/60%RH | 59.0F/60%RH | 80.0F/60%RH | 80.0F/60%RH | 84.0F/60%RH | 84.0F/60%RH | 92.0F/60%RH | 92.0F/60%RH | 105.0F/60%RH | 105.0F/60%RH | -5.0F/60%RH | 20.0F/60%RH | 40.0F/60%RH | 59.0F/60%RH | 80.0F/60%RH | 84.0F/60%RH | 92.0F/60%RH | 105.0F/60%RH | -5.0F/60%RH | 20.0F/60%RH | 40.0F/60%RH | 59.0F/60%RH | 80.0F/60%RH | 84.0F/60%RH | 92.0F/60%RH | 105.0F/60%RH | -5.0F/60%RH | 20.0F/60%RH | 40.0F/60%RH | 59.0F/60%RH | 80.0F/60%RH | 84.0F/60%RH | 92.0F/60%RH | 105.0F/60%RH | -5.0F/60%RH | 20.0F/60%RH | 40.0F/60%RH | 59.0F/60%RH | 59.0F/60%RH | 80.0F/60%RH | 80.0F/60%RH | 84.0F/60%RH | 84.0F/60%RH | 92.0F/60%RH | 92.0F/60%RH | 105.0F/60%RH | 105.0F/60%RH | -5.0F/60%RH | 20.0F/60%RH | 40.0F/60%RH | 59.0F/60%RH | 80.0F/60%RH | 84.0F/60%RH | 92.0F/60%RH | 105.0F/60%RH | -5.0F/60%RH | 20.0F/60%RH | 40.0F/60%RH | 59.0F/60%RH | 80.0F/60%RH | 84.0F/60%RH | 92.0F/60%RH | 105.0F/60%RH | -5.0F/60%RH | 20.0F/60%RH | 40.0F/60%RH | 59.0F/60%RH | 80.0F/60%RH | 84.0F/60%RH | 92.0F/60%RH | 105.0F/60%RH | 59.0F/60%RH | 59.0F/60%RH
3 |  |  | Fired | Unfired | Fired | Fired | Fired | Fired | Fired | Fired | Fired | Fired | Fired | Fired | Fired | Fired | Fired | Fired | Fired | Fired | Fired | Fired | Fired | Fired | Fired | Fired | Unfired | Unfired | Unfired | Unfired | Unfired | Unfired | Unfired | Unfired | Unfired | Unfired | Unfired | Unfired | Unfired | Unfired | Unfired | Unfired | Unfired | Unfired | Unfired | Unfired | Unfired | Unfired | Unfired | Unfired | Unfired | Unfired | Unfired | Unfired | Unfired | Unfired | Unfired | Unfired | Unfired | Unfired | Unfired | Unfired | Unfired | Unfired | Unfired | Unfired | Unfired | Unfired | Unfired | Unfired | Unfired | Unfired | Unfired | Unfired | Unfired | Unfired | Unfired | Unfired | Unfired | Unfired | Unfired | Unfired | Unfired | Unfired | Unfired | Unfired | Unfired | Unfired | Unfired | Unfired | Unfired | Unfired | Unfired | Unfired | Unfired | Unfired | Unfired | Unfired | Unfired | Unfired | Unfired | Unfired | Unfired | Unfired | Unfired | Unfired | Unfired | Unfired | Unfired | Unfired | Unfired | Unfired | Unfired | Unfired | Unfired | Unfired | Unfired | Unfired | Unfired | Unfired | Unfired | Unfired | Unfired | Unfired | Unfired | Unfired | Unfired | Unfired | Unfired | Unfired | Unfired | Unfired | Unfired | Unfired | Unfired | Unfired | Unfired | Unfired | Unfired | Unfired | Unfired | Unfired | Unfired | Unfired | Unfired | Unfired | Unfired | Unfired | Unfired | Unfired | Unfired | Unfired | Unfired | Unfired | Unfired | Unfired | Unfired | Unfired | Unfired | Unfired | Unfired | Unfired | Unfired | Unfired | Unfired | Unfired | Unfired | Unfired | Unfired | Unfired | Unfired | Unfired | Unfired | Unfired | Unfired | Unfired
4 |  |  | 2x100%/EC ON | 2x100%/EC ON | 2x100%/EC Off | 2x100%/EC Off | 2x100%/EC Off | 2x100%/EC ON | 2x100%/EC ON | 2x100%/EC ON | 2x100%/EC Off | 2x100%/EC Off | 2x100%/EC Off | 2x100%/EC ON | 2x100%/EC ON | 2x100%/EC ON | 2x100%/EC ON | 2x100%/EC ON | 1x100%/EC Off | 1x100%/EC Off | 1x100%/EC Off | 1x100%/EC ON | 1x100%/EC ON | 1x100%/EC ON | 1x100%/EC ON | 1x100%/EC ON | 2x100%/EC Off | 2x100%/EC Off | 2x100%/EC Off | 2x100%/EC Off | 2x100%/EC ON | 2x100%/EC Off | 2x100%/EC ON | 2x100%/EC Off | 2x100%/EC ON | 2x100%/EC Off | 2x100%/EC ON | 2x100%/EC Off | 2x100%/EC ON | 2x75%/EC Off | 2x75%/EC Off | 2x75%/EC Off | 2x75%/EC Off | 2x75%/EC Off | 2x75%/EC Off | 2x75%/EC Off | 2x75%/EC Off | 2x50%/EC Off | 2x50%/EC Off | 2x50%/EC Off | 2x50%/EC Off | 2x50%/EC Off | 2x50%/EC Off | 2x50%/EC Off | 2x50%/EC Off | 2xMECL/EC Off | 2xMECL/EC Off | 2xMECL/EC Off | 2xMECL/EC Off | 2xMECL/EC Off | 2xMECL/EC Off | 2xMECL/EC Off | 2xMECL/EC Off | 1x100%/EC Off | 1x100%/EC Off | 1x100%/EC Off | 1x100%/EC Off | 1x100%/EC ON | 1x100%/EC Off | 1x100%/EC ON | 1x100%/EC Off | 1x100%/EC ON | 1x100%/EC Off | 1x100%/EC ON | 1x100%/EC Off | 1x100%/EC ON | 1x75%/EC Off | 1x75%/EC Off | 1x75%/EC Off | 1x75%/EC Off | 1x75%/EC Off | 1x75%/EC Off | 1x75%/EC Off | 1x75%/EC Off | 1x50%/EC Off | 1x50%/EC Off | 1x50%/EC Off | 1x50%/EC Off | 1x50%/EC Off | 1x50%/EC Off | 1x50%/EC Off | 1x50%/EC Off | 1xMECL/EC Off | 1xMECL/EC Off | 1xMECL/EC Off | 1xMECL/EC Off | 1xMECL/EC Off | 1xMECL/EC Off | 1xMECL/EC Off | 1xMECL/EC Off | 2x100%/EC Off | 2x100%/EC Off | 2x100%/EC Off | 2x100%/EC Off | 2x100%/EC ON | 2x100%/EC Off | 2x100%/EC ON | 2x100%/EC Off | 2x100%/EC ON | 2x100%/EC Off | 2x100%/EC ON | 2x100%/EC Off | 2x100%/EC ON | 2x75%/EC Off | 2x75%/EC Off | 2x75%/EC Off | 2x75%/EC Off | 2x75%/EC Off | 2x75%/EC Off | 2x75%/EC Off | 2x75%/EC Off | 2x50%/EC Off | 2x50%/EC Off | 2x50%/EC Off | 2x50%/EC Off | 2x50%/EC Off | 2x50%/EC Off | 2x50%/EC Off | 2x50%/EC Off | 2xMECL/EC Off | 2xMECL/EC Off | 2xMECL/EC Off | 2xMECL/EC Off | 2xMECL/EC Off | 2xMECL/EC Off | 2xMECL/EC Off | 2xMECL/EC Off | 1x100%/EC Off | 1x100%/EC Off | 1x100%/EC Off | 1x100%/EC Off | 1x100%/EC ON | 1x100%/EC Off | 1x100%/EC ON | 1x100%/EC Off | 1x100%/EC ON | 1x100%/EC Off | 1x100%/EC ON | 1x100%/EC Off | 1x100%/EC ON | 1x75%/EC Off | 1x75%/EC Off | 1x75%/EC Off | 1x75%/EC Off | 1x75%/EC Off | 1x75%/EC Off | 1x75%/EC Off | 1x75%/EC Off | 1x50%/EC Off | 1x50%/EC Off | 1x50%/EC Off | 1x50%/EC Off | 1x50%/EC Off | 1x50%/EC Off | 1x50%/EC Off | 1x50%/EC Off | 1xMECL/EC Off | 1xMECL/EC Off | 1xMECL/EC Off | 1xMECL/EC Off | 1xMECL/EC Off | 1xMECL/EC Off | 1xMECL/EC Off | 1xMECL/EC Off | 2xMECL/EC Off | 2xMECL/EC Off
5 | GateCycle Model ID
6 | GateCycle Case ID |  | S-006-G | S-025-G | S-001A | S-002A | S-003A | S-004A | S-005A | S-006A | S-001 | S-002 | S-003 | S-004 | S-005 | S-006 | S-007 | S-008 | S-009 | S-010 | S-011 | S-012 | S-013 | S-014 | S-015 | S-016 | S-017 | S-018 | S-019 | S-020 | S-021 | S-022 | S-023 | S-024 | S-025 | S-026 | S-027 | S-028 | S-029 | S-030 | S-031 | S-032 | S-033 | S-034 | S-035 | S-036 | S-037 | S-038 | S-039 | S-040 | S-041 | S-042 | S-043 | S-044 | S-045 | S-046 | S-047 | S-048 | S-049 | S-050 | S-051 | S-052 | S-053 | S-054 | S-055 | S-056 | S-057 | S-058 | S-059 | S-060 | S-061 | S-062 | S-063 | S-064 | S-065 | S-066 | S-067 | S-068 | S-069 | S-070 | S-071 | S-072 | S-073 | S-074 | S-075 | S-076 | S-077 | S-078 | S-079 | S-080 | S-081 | S-082 | S-083 | S-084 | S-085 | S-086 | S-087 | S-088 | S-089 | S-090 | S-017B | S-018B | S-019B | S-020B | S-021B | S-022B | S-023B | S-024B | S-025B | S-026B | S-027B | S-028B | S-029B | S-030B | S-031B | S-032B | S-033B | S-034B | S-035B | S-036B | S-037B | S-038B | S-039B | S-040B | S-041B | S-042B | S-043B | S-044B | S-045B | S-046B | S-047B | S-048B | S-049B | S-050B | S-051B | S-052B | S-053B | S-054B | S-055B | S-056B | S-057B | S-058B | S-059B | S-060B | S-061B | S-062B | S-063B | S-064B | S-065B | S-066B | S-067B | S-068B | S-069B | S-070B | S-071B | S-072B | S-073B | S-074B | S-075B | S-076B | S-077B | S-078B | S-079B | S-080B | S-081B | S-082B | S-083B | S-084B | S-085B | S-086B | S-087B | S-088B | S-089B | S-090B | S-001SU-A | S-002SU-A
7 | Atmospheric Pressure |  | 14.183 psia | 14.183 psia | 14.183 psia | 14.183 psia | 14.183 psia | 14.183 psia | 14.183 psia | 14.183 psia | 14.183 psia | 14.183 psia | 14.183 psia | 14.183 psia | 14.183 psia | 14.183 psia | 14.183 psia | 14.183 psia | 14.183 psia | 14.183 psia | 14.183 psia | 14.183 psia | 14.183 psia | 14.183 psia | 14.183 psia | 14.183 psia | 14.183 psia | 14.183 psia | 14.183 psia | 14.183 psia | 14.183 psia | 14.183 psia | 14.183 psia | 14.183 psia | 14.183 psia | 14.183 psia | 14.183 psia | 14.183 psia | 14.183 psia | 14.183 psia | 14.183 psia | 14.183 psia | 14.183 psia | 14.183 psia | 14.183 psia | 14.183 psia | 14.183 psia | 14.183 psia | 14.183 psia | 14.183 psia | 14.183 psia | 14.183 psia | 14.183 psia | 14.183 psia | 14.183 psia | 14.183 psia | 14.183 psia | 14.183 psia | 14.183 psia | 14.183 psia | 14.183 psia | 14.183 psia | 14.183 psia | 14.183 psia | 14.183 psia | 14.183 psia | 14.183 psia | 14.183 psia | 14.183 psia | 14.183 psia | 14.183 psia | 14.183 psia | 14.183 psia | 14.183 psia | 14.183 psia | 14.183 psia | 14.183 psia | 14.183 psia | 14.183 psia | 14.183 psia | 14.183 psia | 14.183 psia | 14.183 psia | 14.183 psia | 14.183 psia | 14.183 psia | 14.183 psia | 14.183 psia | 14.183 psia | 14.183 psia | 14.183 psia | 14.183 psia | 14.183 psia | 14.183 psia | 14.183 psia | 14.183 psia | 14.183 psia | 14.183 psia | 14.183 psia | 14.183 psia | 14.183 psia | 14.183 psia | 14.183 psia | 14.183 psia | 14.183 psia | 14.183 psia | 14.183 psia | 14.183 psia | 14.183 psia | 14.183 psia | 14.183 psia | 14.183 psia | 14.183 psia | 14.183 psia | 14.183 psia | 14.183 psia | 14.183 psia | 14.183 psia | 14.183 psia | 14.183 psia | 14.183 psia | 14.183 psia | 14.183 psia | 14.183 psia | 14.183 psia | 14.183 psia | 14.183 psia | 14.183 psia | 14.183 psia | 14.183 psia | 14.183 psia | 14.183 psia | 14.183 psia | 14.183 psia | 14.183 psia | 14.183 psia | 14.183 psia | 14.183 psia | 14.183 psia | 14.183 psia | 14.183 psia | 14.183 psia | 14.183 psia | 14.183 psia | 14.183 psia | 14.183 psia | 14.183 psia | 14.183 psia | 14.183 psia | 14.183 psia | 14.183 psia | 14.183 psia | 14.183 psia | 14.183 psia | 14.183 psia | 14.183 psia | 14.183 psia | 14.183 psia | 14.183 psia | 14.183 psia | 14.183 psia | 14.183 psia | 14.183 psia | 14.183 psia | 14.183 psia | 14.183 psia | 14.183 psia | 14.183 psia | 14.183 psia | 14.183 psia | 14.183 psia | 14.183 psia | 14.183 psia | 14.183 psia | 14.183 psia | 14.183 psia
8 | Blowdown |  | 0% | 0% | 0.5% | 0.5% | 0.5% | 0.5% | 0.5% | 0.5% | 0.5% | 0.5% | 0.5% | 0.5% | 0.5% | 0.5% | 0.5% | 0.5% | 0.5% | 0.5% | 0.5% | 0.5% | 0.5% | 0.5% | 0.5% | 0.5% | 0.5% | 0.5% | 0.5% | 0.5% | 0.5% | 0.5% | 0.5% | 0.5% | 0.5% | 0.5% | 0.5% | 0.5% | 0.5% | 0.5% | 0.5% | 0.5% | 0.5% | 0.5% | 0.5% | 0.5% | 0.5% | 0.5% | 0.5% | 0.5% | 0.5% | 0.5% | 0.5% | 0.5% | 0.5% | 0.5% | 0.5% | 0.5% | 0.5% | 0.5% | 0.5% | 0.5% | 0.5% | 0.5% | 0.5% | 0.5% | 0.5% | 0.5% | 0.5% | 0.5% | 0.5% | 0.5% | 0.5% | 0.5% | 0.5% | 0.5% | 0.5% | 0.5% | 0.5% | 0.5% | 0.5% | 0.5% | 0.5% | 0.5% | 0.5% | 0.5% | 0.5% | 0.5% | 0.5% | 0.5% | 0.5% | 0.5% | 0.5% | 0.5% | 0.5% | 0.5% | 0.5% | 0.5% | 0.5% | 0.5% | 0.5% | 0.5% | 0.5% | 0.5% | 0.5% | 0.5% | 0.5% | 0.5% | 0.5% | 0.5% | 0.5% | 0.5% | 0.5% | 0.5% | 0.5% | 0.5% | 0.5% | 0.5% | 0.5% | 0.5% | 0.5% | 0.5% | 0.5% | 0.5% | 0.5% | 0.5% | 0.5% | 0.5% | 0.5% | 0.5% | 0.5% | 0.5% | 0.5% | 0.5% | 0.5% | 0.5% | 0.5% | 0.5% | 0.5% | 0.5% | 0.5% | 0.5% | 0.5% | 0.5% | 0.5% | 0.5% | 0.5% | 0.5% | 0.5% | 0.5% | 0.5% | 0.5% | 0.5% | 0.5% | 0.5% | 0.5% | 0.5% | 0.5% | 0.5% | 0.5% | 0.5% | 0.5% | 0.5% | 0.5% | 0.5% | 0.5% | 0.5% | 0.5% | 0.5% | 0.5% | 0.5% | 0.5% | 0.5% | 0.5% | 0.5% | 0.5%
9
10 | CTG Model
11 | CTG Performance Reference
12 | HRSG Performance Reference
13 | STG Output |  | 437.6 MW | 311.3 MW | 438.2 MW | 439.1 MW | 439.5 MW | 439.7 MW | 437.4 MW | 436.7 MW | 393.1 MW | 403.3 MW | 419.3 MW | 427.2 MW | 437.4 MW | 436.7 MW | 432.0 MW | 407.5 MW | 218.7 MW | 219.8 MW | 217.7 MW | 218.0 MW | 214.6 MW | 213.3 MW | 209.9 MW | 195.7 MW | 315.4 MW | 319.4 MW | 317.1 MW | 314.5 MW | 318.7 MW | 306.3 MW | 312.8 MW | 304.2 MW | 311.0 MW | 298.8 MW | 306.4 MW | 295.7 MW | 282.1 MW | 257.7 MW | 261.7 MW | 259.5 MW | 256.6 MW | 247.9 MW | 245.6 MW | 240.8 MW | 229.9 MW | 207.4 MW | 210.7 MW | 209.8 MW | 207.5 MW | 200.3 MW | 198.2 MW | 194.2 MW | 185.9 MW | 179.1 MW | 177.7 MW | 177.6 MW | 178.9 MW | 176.8 MW | 177.6 MW | 174.6 MW | 173.0 MW | 155.7 MW | 158.2 MW | 157.6 MW | 156.2 MW | 158.4 MW | 149.6 MW | 153.0 MW | 147.9 MW | 151.5 MW | 144.2 MW | 148.1 MW | 141.3 MW | 134.5 MW | 121.6 MW | 125.6 MW | 124.9 MW | 125.1 MW | 119.6 MW | 118.1 MW | 114.9 MW | 108.4 MW | 98.9 MW | 101.5 MW | 98.5 MW | 99.1 MW | 95.6 MW | 94.2 MW | 91.6 MW | 86.8 MW | 79.5 MW | 82.7 MW | 83.6 MW | 84.3 MW | 84.0 MW | 84.0 MW | 82.1 MW | 80.6 MW | 0.0 MW | 0.0 MW | 0.0 MW | 0.0 MW | 0.0 MW | 0.0 MW | 0.0 MW | 0.0 MW | 0.0 MW | 0.0 MW | 0.0 MW | 0.0 MW | 0.0 MW | 0.0 MW | 0.0 MW | 0.0 MW | 0.0 MW | 0.0 MW | 0.0 MW | 0.0 MW | 0.0 MW | 0.0 MW | 0.0 MW | 0.0 MW | 0.0 MW | 0.0 MW | 0.0 MW | 0.0 MW | 0.0 MW | 0.0 MW | 0.0 MW | 0.0 MW | 0.0 MW | 0.0 MW | 0.0 MW | 0.0 MW | 0.0 MW | 0.0 MW | 0.0 MW | 0.0 MW | 0.0 MW | 0.0 MW | 0.0 MW | 0.0 MW | 0.0 MW | 0.0 MW | 0.0 MW | 0.0 MW | 0.0 MW | 0.0 MW | 0.0 MW | 0.0 MW | 0.0 MW | 0.0 MW | 0.0 MW | 0.0 MW | 0.0 MW | 0.0 MW | 0.0 MW | 0.0 MW | 0.0 MW | 0.0 MW | 0.0 MW | 0.0 MW | 0.0 MW | 0.0 MW | 0.0 MW | 0.0 MW | 0.0 MW | 0.0 MW | 0.0 MW | 0.0 MW | 0.0 MW | 0.0 MW | 0.0 MW | 0.0 MW
14 | STG Performance Reference |  | SI Jan.17,17 | SI Jan.17,17 | SI Jan.17,17 | SI Jan.17,17 | SI Jan.17,17 | SI Jan.17,17 | SI Jan.17,17 | SI Jan.17,17 | SI Jan.17,17 | SI Jan.17,17 | SI Jan.17,17 | SI Jan.17,17 | SI Jan.17,17 | SI Jan.17,17 | SI Jan.17,17 | SI Jan.17,17 | SI Jan.17,17 | SI Jan.17,17 | SI Jan.17,17 | SI Jan.17,17 | SI Jan.17,17 | SI Jan.17,17 | SI Jan.17,17 | SI Jan.17,17 | SI Jan.17,17 | SI Jan.17,17 | SI Jan.17,17 | SI Jan.17,17 | SI Jan.17,17 | SI Jan.17,17 | SI Jan.17,17 | SI Jan.17,17 | SI Jan.17,17 | SI Jan.17,17 | SI Jan.17,17 | SI Jan.17,17 | SI Jan.17,17 | SI Jan.17,17 | SI Jan.17,17 | SI Jan.17,17 | SI Jan.17,17 | SI Jan.17,17 | SI Jan.17,17 | SI Jan.17,17 | SI Jan.17,17 | SI Jan.17,17 | SI Jan.17,17 | SI Jan.17,17 | SI Jan.17,17 | SI Jan.17,17 | SI Jan.17,17 | SI Jan.17,17 | SI Jan.17,17 | SI Jan.17,17 | SI Jan.17,17 | SI Jan.17,17 | SI Jan.17,17 | SI Jan.17,17 | SI Jan.17,17 | SI Jan.17,17 | SI Jan.17,17 | SI Jan.17,17 | SI Jan.17,17 | SI Jan.17,17 | SI Jan.17,17 | SI Jan.17,17 | SI Jan.17,17 | SI Jan.17,17 | SI Jan.17,17 | SI Jan.17,17 | SI Jan.17,17 | SI Jan.17,17 | SI Jan.17,17 | SI Jan.17,17 | SI Jan.17,17 | SI Jan.17,17 | SI Jan.17,17 | SI Jan.17,17 | SI Jan.17,17 | SI Jan.17,17 | SI Jan.17,17 | SI Jan.17,17 | SI Jan.17,17 | SI Jan.17,17 | SI Jan.17,17 | SI Jan.17,17 | SI Jan.17,17 | SI Jan.17,17 | SI Jan.17,17 | SI Jan.17,17 | SI Jan.17,17 | SI Jan.17,17 | SI Jan.17,17 | SI Jan.17,17 | SI Jan.17,17 | SI Jan.17,17 | SI Jan.17,17 | SI Jan.17,17 | SI Jan.17,17 | SI Jan.17,17 | SI Jan.17,17 | SI Jan.17,17 | SI Jan.17,17 | SI Jan.17,17 | SI Jan.17,17 | SI Jan.17,17 | SI Jan.17,17 | SI Jan.17,17 | SI Jan.17,17 | SI Jan.17,17 | SI Jan.17,17 | SI Jan.17,17 | SI Jan.17,17 | SI Jan.17,17 | SI Jan.17,17 | SI Jan.17,17 | SI Jan.17,17 | SI Jan.17,17 | SI Jan.17,17 | SI Jan.17,17 | SI Jan.17,17 | SI Jan.17,17 | SI Jan.17,17 | SI Jan.17,17 | SI Jan.17,17 | SI Jan.17,17 | SI Jan.17,17 | SI Jan.17,17 | SI Jan.17,17 | SI Jan.17,17 | SI Jan.17,17 | SI Jan.17,17 | SI Jan.17,17 | SI Jan.17,17 | SI Jan.17,17 | SI Jan.17,17 | SI Jan.17,17 | SI Jan.17,17 | SI Jan.17,17 | SI Jan.17,17 | SI Jan.17,17 | SI Jan.17,17 | SI Jan.17,17 | SI Jan.17,17 | SI Jan.17,17 | SI Jan.17,17 | SI Jan.17,17 | SI Jan.17,17 | SI Jan.17,17 | SI Jan.17,17 | SI Jan.17,17 | SI Jan.17,17 | SI Jan.17,17 | SI Jan.17,17 | SI Jan.17,17 | SI Jan.17,17 | SI Jan.17,17 | SI Jan.17,17 | SI Jan.17,17 | SI Jan.17,17 | SI Jan.17,17 | SI Jan.17,17 | SI Jan.17,17 | SI Jan.17,17 | SI Jan.17,17 | SI Jan.17,17 | SI Jan.17,17 | SI Jan.17,17 | SI Jan.17,17 | SI Jan.17,17 | SI Jan.17,17 | SI Jan.17,17 | SI Jan.17,17 | SI Jan.17,17
15 | STG Throttle Conditions, psia/F |  | 2,484.9p/1,079F | 1,672.0p/1,085F | 2,480.0p/1,045F | 2,480.0p/1,048F | 2,480.0p/1,057F | 2,480.0p/1,064F | 2,480.0p/1,077F | 2,480.0p/1,080F | 2,190.6p/1,044F | 2,248.6p/1,048F | 2,348.2p/1,057F | 2,398.2p/1,065F | 2,480.0p/1,077F | 2,480.0p/1,080F | 2,463.4p/1,085F | 2,352.2p/1,085F | 1,265.4p/1,085F | 1,269.0p/1,085F | 1,256.3p/1,085F | 1,255.7p/1,085F | 1,245.4p/1,085F | 1,241.7p/1,085F | 1,232.8p/1,085F | 1,176.3p/1,085F | 1,671.7p/1,064F | 1,694.6p/1,067F | 1,681.6p/1,074F | 1,671.2p/1,082F | 1,694.2p/1,080F | 1,640.7p/1,085F | 1,676.1p/1,085F | 1,634.3p/1,085F | 1,671.3p/1,085F | 1,615.4p/1,085F | 1,657.9p/1,085F | 1,624.1p/1,085F | 1,551.9p/1,085F | 1,370.0p/1,085F | 1,391.1p/1,085F | 1,379.2p/1,085F | 1,364.8p/1,085F | 1,332.3p/1,085F | 1,324.9p/1,085F | 1,310.3p/1,085F | 1,276.6p/1,085F | 1,113.9p/1,085F | 1,130.7p/1,085F | 1,120.9p/1,085F | 1,110.1p/1,085F | 1,087.7p/1,085F | 1,081.9p/1,085F | 1,071.6p/1,085F | 1,049.9p/1,085F | 1,000.0p/1,085F | 1,000.0p/1,085F | 1,000.0p/1,085F | 1,000.0p/1,085F | 1,000.0p/1,085F | 1,000.0p/1,085F | 1,000.0p/1,085F | 1,000.0p/1,085F | 1,000.0p/1,085F | 1,000.0p/1,085F | 1,000.0p/1,085F | 1,000.0p/1,085F | 1,000.0p/1,085F | 1,000.0p/1,085F | 1,000.0p/1,085F | 1,000.0p/1,085F | 1,000.0p/1,085F | 1,000.0p/1,085F | 1,000.0p/1,085F | 1,000.0p/1,085F | 1,000.0p/1,085F | 1,000.0p/1,085F | 1,000.0p/1,085F | 1,000.0p/1,085F | 1,000.0p/1,085F | 1,000.0p/1,085F | 1,000.0p/1,085F | 1,000.0p/1,085F | 1,000.0p/1,085F | 1,000.0p/1,085F | 1,000.0p/1,085F | 1,000.0p/1,085F | 1,000.0p/1,085F | 1,000.0p/1,085F | 1,000.0p/1,085F | 1,000.0p/1,085F | 1,000.0p/1,085F | 1,000.0p/1,085F | 1,000.0p/1,085F | 1,000.0p/1,085F | 1,000.0p/1,085F | 1,000.0p/1,085F | 1,000.0p/1,085F | 1,000.0p/1,085F | 1,000.0p/1,085F | Bypassed | Bypassed | Bypassed | Bypassed | Bypassed | Bypassed | Bypassed | Bypassed | Bypassed | Bypassed | Bypassed | Bypassed | Bypassed | Bypassed | Bypassed | Bypassed | Bypassed | Bypassed | Bypassed | Bypassed | Bypassed | Bypassed | Bypassed | Bypassed | Bypassed | Bypassed | Bypassed | Bypassed | Bypassed | Bypassed | Bypassed | Bypassed | Bypassed | Bypassed | Bypassed | Bypassed | Bypassed | Bypassed | Bypassed | Bypassed | Bypassed | Bypassed | Bypassed | Bypassed | Bypassed | Bypassed | Bypassed | Bypassed | Bypassed | Bypassed | Bypassed | Bypassed | Bypassed | Bypassed | Bypassed | Bypassed | Bypassed | Bypassed | Bypassed | Bypassed | Bypassed | Bypassed | Bypassed | Bypassed | Bypassed | Bypassed | Bypassed | Bypassed | Bypassed | Bypassed | Bypassed | Bypassed | Bypassed | Bypassed | Bypassed | Bypassed
16 | STG Cold Reheat Conditions, psia/F |  | 653p/695F | 465p/720F | 660p/670F | 660p/672F | 657p/678F | 656p/684F | 652p/693F | 652p/695F | 590p/674F | 604p/676F | 626p/681F | 636p/686F | 652p/693F | 652p/695F | 649p/700F | 620p/701F | 371p/737F | 370p/735F | 366p/735F | 368p/736F | 368p/739F | 367p/739F | 364p/739F | 348p/739F | 470p/706F | 476p/707F | 471p/712F | 466p/718F | 472p/716F | 456p/720F | 466p/720F | 454p/720F | 464p/720F | 450p/721F | 460p/720F | 453p/721F | 433p/722F | 380p/722F | 387p/722F | 383p/722F | 379p/722F | 370p/723F | 368p/723F | 364p/723F | 355p/723F | 306p/722F | 311p/722F | 309p/722F | 305p/722F | 299p/722F | 297p/722F | 295p/722F | 289p/722F | 262p/717F | 260p/717F | 260p/717F | 261p/717F | 262p/717F | 265p/717F | 264p/717F | 267p/718F | 264p/743F | 268p/744F | 265p/743F | 262p/743F | 266p/743F | 256p/743F | 262p/743F | 255p/743F | 261p/743F | 252p/743F | 259p/743F | 254p/744F | 242p/742F | 213p/738F | 216p/739F | 214p/739F | 212p/739F | 207p/738F | 206p/738F | 204p/738F | 198p/738F | 172p/735F | 174p/735F | 173p/735F | 171p/735F | 167p/735F | 166p/735F | 165p/735F | 162p/735F | 147p/730F | 146p/730F | 146p/730F | 147p/730F | 148p/730F | 149p/731F | 148p/730F | 150p/731F | Bypassed | Bypassed | Bypassed | Bypassed | Bypassed | Bypassed | Bypassed | Bypassed | Bypassed | Bypassed | Bypassed | Bypassed | Bypassed | Bypassed | Bypassed | Bypassed | Bypassed | Bypassed | Bypassed | Bypassed | Bypassed | Bypassed | Bypassed | Bypassed | Bypassed | Bypassed | Bypassed | Bypassed | Bypassed | Bypassed | Bypassed | Bypassed | Bypassed | Bypassed | Bypassed | Bypassed | Bypassed | Bypassed | Bypassed | Bypassed | Bypassed | Bypassed | Bypassed | Bypassed | Bypassed | Bypassed | Bypassed | Bypassed | Bypassed | Bypassed | Bypassed | Bypassed | Bypassed | Bypassed | Bypassed | Bypassed | Bypassed | Bypassed | Bypassed | Bypassed | Bypassed | Bypassed | Bypassed | Bypassed | Bypassed | Bypassed | Bypassed | Bypassed | Bypassed | Bypassed | Bypassed | Bypassed | Bypassed | Bypassed | Bypassed | Bypassed
17 | STG Hot Reheat Conditions, psia/F |  | 605.7p/1085.0F | 431.4p/1082.7F | 611.7p/1051.6F | 612.0p/1055.5F | 609.4p/1063.6F | 608.0p/1072.1F | 604.7p/1083.8F | 604.5p/1085.0F | 546.9p/1050.7F | 560.6p/1055.3F | 580.4p/1063.5F | 590.1p/1072.1F | 604.7p/1083.8F | 604.5p/1085.0F | 601.2p/1085.0F | 575.1p/1085.0F | 306.3p/1085.0F | 305.7p/1085.0F | 302.7p/1085.0F | 304.0p/1085.0F | 304.5p/1085.0F | 303.7p/1085.0F | 301.8p/1085.0F | 288.0p/1085.0F | 436.4p/1056.1F | 441.7p/1060.0F | 436.8p/1066.5F | 432.3p/1074.8F | 438.5p/1074.1F | 423.4p/1082.4F | 432.4p/1081.6F | 421.6p/1084.1F | 431.0p/1082.9F | 417.6p/1085.0F | 427.5p/1085.0F | 420.8p/1085.0F | 401.8p/1085.0F | 352.8p/1085.0F | 358.6p/1085.0F | 355.7p/1085.0F | 352.1p/1085.0F | 343.6p/1085.0F | 341.6p/1085.0F | 338.2p/1085.0F | 329.8p/1085.0F | 284.2p/1085.0F | 288.8p/1085.0F | 286.2p/1085.0F | 283.3p/1085.0F | 277.2p/1085.0F | 275.6p/1085.0F | 273.2p/1085.0F | 267.9p/1085.0F | 242.2p/1085.0F | 240.4p/1083.6F | 240.8p/1083.6F | 241.7p/1083.5F | 243.0p/1083.3F | 245.2p/1085.0F | 244.0p/1083.2F | 247.5p/1085.0F | 218.6p/1074.3F | 221.3p/1077.3F | 218.9p/1080.7F | 216.6p/1085.0F | 219.7p/1085.0F | 212.1p/1085.0F | 216.8p/1085.0F | 211.2p/1085.0F | 216.1p/1085.0F | 209.1p/1085.0F | 214.3p/1085.0F | 210.7p/1085.0F | 201.0p/1085.0F | 176.0p/1085.0F | 178.8p/1085.0F | 177.4p/1085.0F | 175.6p/1085.0F | 171.4p/1085.0F | 170.5p/1085.0F | 168.8p/1085.0F | 164.6p/1085.0F | 142.1p/1085.0F | 144.4p/1085.0F | 143.1p/1085.0F | 141.7p/1085.0F | 138.7p/1085.0F | 137.9p/1085.0F | 136.7p/1085.0F | 134.1p/1085.0F | 121.4p/1085.0F | 120.4p/1085.0F | 120.7p/1085.0F | 121.1p/1085.0F | 121.8p/1085.0F | 122.9p/1085.0F | 122.3p/1085.0F | 124.1p/1085.0F | Bypassed | Bypassed | Bypassed | Bypassed | Bypassed | Bypassed | Bypassed | Bypassed | Bypassed | Bypassed | Bypassed | Bypassed | Bypassed | Bypassed | Bypassed | Bypassed | Bypassed | Bypassed | Bypassed | Bypassed | Bypassed | Bypassed | Bypassed | Bypassed | Bypassed | Bypassed | Bypassed | Bypassed | Bypassed | Bypassed | Bypassed | Bypassed | Bypassed | Bypassed | Bypassed | Bypassed | Bypassed | Bypassed | Bypassed | Bypassed | Bypassed | Bypassed | Bypassed | Bypassed | Bypassed | Bypassed | Bypassed | Bypassed | Bypassed | Bypassed | Bypassed | Bypassed | Bypassed | Bypassed | Bypassed | Bypassed | Bypassed | Bypassed | Bypassed | Bypassed | Bypassed | Bypassed | Bypassed | Bypassed | Bypassed | Bypassed | Bypassed | Bypassed | Bypassed | Bypassed | Bypassed | Bypassed | Bypassed | Bypassed | Bypassed | Bypassed
18 | Condenser Pressure |  | 2.97 in HgA | 2.33 in HgA | 1.45 in HgA | 1.45 in HgA | 1.75 in HgA | 2.15 in HgA | 2.80 in HgA | 2.97 in HgA | 1.25 in HgA | 1.31 in HgA | 1.67 in HgA | 2.09 in HgA | 2.80 in HgA | 2.97 in HgA | 3.33 in HgA | 3.99 in HgA | 1.36 in HgA | 1.08 in HgA | 1.06 in HgA | 1.14 in HgA | 1.70 in HgA | 1.84 in HgA | 2.16 in HgA | 2.78 in HgA | 1.07 in HgA | 1.01 in HgA | 1.26 in HgA | 1.60 in HgA | 1.62 in HgA | 2.15 in HgA | 2.18 in HgA | 2.29 in HgA | 2.33 in HgA | 2.61 in HgA | 2.65 in HgA | 3.36 in HgA | 3.28 in HgA | 1.07 in HgA | 1.20 in HgA | 1.18 in HgA | 1.32 in HgA | 1.88 in HgA | 2.02 in HgA | 2.34 in HgA | 3.00 in HgA | 1.35 in HgA | 1.36 in HgA | 1.07 in HgA | 1.15 in HgA | 1.68 in HgA | 1.82 in HgA | 2.13 in HgA | 2.78 in HgA | 1.08 in HgA | 1.11 in HgA | 1.20 in HgA | 1.05 in HgA | 1.60 in HgA | 1.74 in HgA | 2.05 in HgA | 2.71 in HgA | 1.35 in HgA | 1.27 in HgA | 1.09 in HgA | 1.03 in HgA | 1.04 in HgA | 1.50 in HgA | 1.51 in HgA | 1.63 in HgA | 1.64 in HgA | 1.92 in HgA | 1.94 in HgA | 2.57 in HgA | 2.53 in HgA | 1.63 in HgA | 1.35 in HgA | 1.29 in HgA | 1.05 in HgA | 1.39 in HgA | 1.51 in HgA | 1.81 in HgA | 2.41 in HgA | 1.19 in HgA | 1.05 in HgA | 1.37 in HgA | 1.10 in HgA | 1.30 in HgA | 1.43 in HgA | 1.71 in HgA | 2.31 in HgA | 2.05 in HgA | 1.31 in HgA | 1.19 in HgA | 1.13 in HgA | 1.26 in HgA | 1.39 in HgA | 1.68 in HgA | 2.28 in HgA | 1.61 in HgA | 2.00 in HgA | 2.32 in HgA | 2.74 in HgA | 2.79 in HgA | 3.39 in HgA | 3.48 in HgA | 3.56 in HgA | 3.65 in HgA | 3.93 in HgA | 4.03 in HgA | 4.82 in HgA | 4.62 in HgA | 1.11 in HgA | 1.46 in HgA | 1.75 in HgA | 2.13 in HgA | 2.73 in HgA | 2.87 in HgA | 3.21 in HgA | 3.90 in HgA | 1.15 in HgA | 1.18 in HgA | 1.34 in HgA | 1.69 in HgA | 2.25 in HgA | 2.38 in HgA | 2.70 in HgA | 3.38 in HgA | 1.05 in HgA | 1.03 in HgA | 1.11 in HgA | 1.45 in HgA | 2.04 in HgA | 2.20 in HgA | 2.52 in HgA | 3.25 in HgA | 1.07 in HgA | 1.03 in HgA | 1.07 in HgA | 1.32 in HgA | 1.33 in HgA | 1.86 in HgA | 1.89 in HgA | 2.00 in HgA | 2.03 in HgA | 2.31 in HgA | 2.34 in HgA | 3.00 in HgA | 2.94 in HgA | 1.32 in HgA | 1.09 in HgA | 1.06 in HgA | 1.14 in HgA | 1.66 in HgA | 1.79 in HgA | 2.10 in HgA | 2.72 in HgA | 1.39 in HgA | 1.03 in HgA | 1.12 in HgA | 1.12 in HgA | 1.51 in HgA | 1.64 in HgA | 1.93 in HgA | 2.54 in HgA | 1.10 in HgA | 1.06 in HgA | 1.12 in HgA | 1.10 in HgA | 1.44 in HgA | 1.57 in HgA | 1.86 in HgA | 2.49 in HgA | 1.48 in HgA | 1.46 in HgA
19 | Circulating Water Temperature, F |  | 85.5 F CWT | 84.0 F CWT | 58.8 F CWT | 58.8 F CWT | 66.1 F CWT | 73.6 F CWT | 83.4 F CWT | 85.5 F CWT | 56.2 F CWT | 57.4 F CWT | 65.5 F CWT | 73.4 F CWT | 83.4 F CWT | 85.5 F CWT | 90.0 F CWT | 97.9 F CWT | 72.1 F CWT | 65.0 F CWT | 64.4 F CWT | 66.8 F CWT | 79.3 F CWT | 81.9 F CWT | 87.2 F CWT | 96.2 F CWT | 56.3 F CWT | 53.9 F CWT | 62.2 F CWT | 70.8 F CWT | 70.9 F CWT | 81.5 F CWT | 81.7 F CWT | 83.8 F CWT | 83.9 F CWT | 88.6 F CWT | 88.7 F CWT | 97.2 F CWT | 97.1 F CWT | 61.7 F CWT | 65.2 F CWT | 64.9 F CWT | 68.7 F CWT | 80.3 F CWT | 82.7 F CWT | 87.8 F CWT | 96.6 F CWT | 72.0 F CWT | 71.9 F CWT | 64.6 F CWT | 66.8 F CWT | 79.2 F CWT | 81.7 F CWT | 87.0 F CWT | 96.2 F CWT | 66.4 F CWT | 67.2 F CWT | 69.8 F CWT | 65.6 F CWT | 78.6 F CWT | 81.3 F CWT | 86.7 F CWT | 96.1 F CWT | 74.4 F CWT | 72.4 F CWT | 67.7 F CWT | 66.2 F CWT | 66.3 F CWT | 77.9 F CWT | 78.0 F CWT | 80.6 F CWT | 80.7 F CWT | 86.2 F CWT | 86.3 F CWT | 95.8 F CWT | 95.7 F CWT | 82.0 F CWT | 75.9 F CWT | 74.5 F CWT | 68.2 F CWT | 77.1 F CWT | 79.9 F CWT | 85.6 F CWT | 95.4 F CWT | 73.4 F CWT | 69.6 F CWT | 77.7 F CWT | 71.0 F CWT | 76.3 F CWT | 79.2 F CWT | 85.1 F CWT | 95.1 F CWT | 91.6 F CWT | 77.3 F CWT | 74.1 F CWT | 72.6 F CWT | 76.0 F CWT | 78.9 F CWT | 84.9 F CWT | 95.0 F CWT | 54.4 F CWT | 62.6 F CWT | 69.0 F CWT | 75.7 F CWT | 75.8 F CWT | 84.6 F CWT | 84.8 F CWT | 86.6 F CWT | 86.7 F CWT | 90.8 F CWT | 90.9 F CWT | 98.5 F CWT | 98.4 F CWT | 49.1 F CWT | 58.8 F CWT | 66.0 F CWT | 73.5 F CWT | 83.2 F CWT | 85.3 F CWT | 89.8 F CWT | 97.8 F CWT | 57.5 F CWT | 58.2 F CWT | 63.0 F CWT | 71.3 F CWT | 81.9 F CWT | 84.1 F CWT | 88.8 F CWT | 97.2 F CWT | 58.6 F CWT | 58.2 F CWT | 60.6 F CWT | 69.8 F CWT | 81.1 F CWT | 83.5 F CWT | 88.4 F CWT | 97.1 F CWT | 61.7 F CWT | 60.3 F CWT | 61.7 F CWT | 68.6 F CWT | 68.7 F CWT | 80.2 F CWT | 80.4 F CWT | 82.7 F CWT | 82.8 F CWT | 87.7 F CWT | 87.8 F CWT | 96.6 F CWT | 96.5 F CWT | 71.4 F CWT | 65.1 F CWT | 64.5 F CWT | 66.7 F CWT | 79.1 F CWT | 81.6 F CWT | 86.9 F CWT | 96.1 F CWT | 75.0 F CWT | 65.5 F CWT | 68.3 F CWT | 68.5 F CWT | 78.0 F CWT | 80.7 F CWT | 86.2 F CWT | 95.7 F CWT | 69.0 F CWT | 67.9 F CWT | 69.8 F CWT | 69.0 F CWT | 77.5 F CWT | 80.3 F CWT | 85.9 F CWT | 95.6 F CWT | 70.0 F CWT | 69.8 F CWT
20 | Stack Temperature |  | 163 F | 178 F | 160 F | 160 F | 159 F | 161 F | 162 F | 162 F | 163 F | 162 F | 161 F | 162 F | 162 F | 162 F | 163 F | 162 F | 162 F | 171 F | 170 F | 168 F | 157 F | 155 F | 152 F | 153 F | 173 F | 172 F | 173 F | 175 F | 175 F | 177 F | 177 F | 177 F | 178 F | 178 F | 179 F | 180 F | 180 F | 164 F | 165 F | 165 F | 166 F | 169 F | 170 F | 171 F | 174 F | 162 F | 162 F | 160 F | 160 F | 164 F | 165 F | 166 F | 169 F | 160 F | 161 F | 162 F | 160 F | 165 F | 166 F | 169 F | 173 F | 168 F | 167 F | 164 F | 163 F | 163 F | 165 F | 165 F | 165 F | 166 F | 166 F | 167 F | 169 F | 169 F | 163 F | 161 F | 160 F | 158 F | 160 F | 160 F | 162 F | 165 F | 155 F | 154 F | 157 F | 154 F | 156 F | 157 F | 158 F | 161 F | 162 F | 157 F | 156 F | 156 F | 157 F | 158 F | 160 F | 164 F | 219 F | 222 F | 223 F | 224 F | 225 F | 226 F | 227 F | 226 F | 227 F | 227 F | 229 F | 230 F | 229 F | 197 F | 203 F | 207 F | 212 F | 217 F | 219 F | 220 F | 224 F | 199 F | 200 F | 204 F | 209 F | 216 F | 217 F | 219 F | 224 F | 207 F | 208 F | 210 F | 216 F | 223 F | 224 F | 228 F | 233 F | 208 F | 206 F | 206 F | 208 F | 208 F | 213 F | 213 F | 214 F | 214 F | 216 F | 216 F | 220 F | 221 F | 207 F | 203 F | 202 F | 203 F | 211 F | 213 F | 216 F | 221 F | 209 F | 203 F | 205 F | 205 F | 212 F | 214 F | 217 F | 222 F | 212 F | 213 F | 214 F | 214 F | 220 F | 220 F | 225 F | 230 F | 195 F | 209 F
21
22 | Run Date | time axis 2017-06-02 to 2017-06-02
23
24
25 | Performance Summary
26
27
28 | Number of CTG/HRSG Units Operating |  | 2 | 2 | 2 | 2 | 2 | 2 | 2 | 2 | 2 | 2 | 2 | 2 | 2 | 2 | 2 | 2 | 1 | 1 | 1 | 1 | 1 | 1 | 1 | 1 | 2 | 2 | 2 | 2 | 2 | 2 | 2 | 2 | 2 | 2 | 2 | 2 | 2 | 2 | 2 | 2 | 2 | 2 | 2 | 2 | 2 | 2 | 2 | 2 | 2 | 2 | 2 | 2 | 2 | 2 | 2 | 2 | 2 | 2 | 2 | 2 | 2 | 1 | 1 | 1 | 1 | 1 | 1 | 1 | 1 | 1 | 1 | 1 | 1 | 1 | 1 | 1 | 1 | 1 | 1 | 1 | 1 | 1 | 1 | 1 | 1 | 1 | 1 | 1 | 1 | 1 | 1 | 1 | 1 | 1 | 1 | 1 | 1 | 1 | 2 | 2 | 2 | 2 | 2 | 2 | 2 | 2 | 2 | 2 | 2 | 2 | 2 | 2 | 2 | 2 | 2 | 2 | 2 | 2 | 2 | 2 | 2 | 2 | 2 | 2 | 2 | 2 | 2 | 2 | 2 | 2 | 2 | 2 | 2 | 2 | 2 | 1 | 1 | 1 | 1 | 1 | 1 | 1 | 1 | 1 | 1 | 1 | 1 | 1 | 1 | 1 | 1 | 1 | 1 | 1 | 1 | 1 | 1 | 1 | 1 | 1 | 1 | 1 | 1 | 1 | 1 | 1 | 1 | 1 | 1 | 1 | 1 | 1 | 2 | 2
29
30 | Gross CTG Output (each) | kW | 282720 | 282720 | 315759 | 310911 | 303010 | 299116 | 285992 | 282720 | 315759 | 310911 | 303010 | 299116 | 285992 | 282720 | 275529 | 242324 | 315759 | 310911 | 303010 | 299116 | 285992 | 282720 | 275529 | 242324 | 315759 | 310911 | 303010 | 293028 | 299116 | 275272 | 285992 | 271143 | 282720 | 262053 | 275529 | 261599 | 242324 | 236819.3 | 233183.3 | 227283.2 | 219745.3 | 206428.3 | 203408.7 | 196513.9 | 182681 | 157879.5 | 155455.5 | 151556.3 | 146462.7 | 137584.5 | 135571.5 | 131078.3 | 121752.5 | 104700 | 104700 | 104700 | 104700 | 104700 | 104700 | 104700 | 104700 | 315759 | 310911 | 303010 | 293028 | 299116 | 275272 | 285992 | 271143 | 282720 | 262053 | 275529 | 261599 | 242324 | 236819.3 | 233183.3 | 227283.2 | 219745.3 | 206428.3 | 203408.7 | 196513.9 | 182681 | 157879.5 | 155455.5 | 151556.3 | 146462.7 | 137584.5 | 135571.5 | 131078.3 | 121752.5 | 104700 | 104700 | 104700 | 104700 | 104700 | 104700 | 104700 | 104700 | 315759 | 310911 | 303010 | 293028 | 299116 | 275272 | 285992 | 271143 | 282720 | 262053 | 275529 | 261599 | 242324 | 236819.3 | 233183.3 | 227283.2 | 219745.3 | 206428.3 | 203408.7 | 196513.9 | 182681 | 157879.5 | 155455.5 | 151556.3 | 146462.7 | 137584.5 | 135571.5 | 131078.3 | 121752.5 | 104700 | 104700 | 104700 | 104700 | 104700 | 104700 | 104700 | 104700 | 315759 | 310911 | 303010 | 293028 | 299116 | 275272 | 285992 | 271143 | 282720 | 262053 | 275529 | 261599 | 242324 | 236819.3 | 233183.3 | 227283.2 | 219745.3 | 206428.3 | 203408.7 | 196513.9 | 182681 | 157879.5 | 155455.5 | 151556.3 | 146462.7 | 137584.5 | 135571.5 | 131078.3 | 121752.5 | 104700 | 104700 | 104700 | 104700 | 104700 | 104700 | 104700 | 104700 | 104700 | 104700
31 | Gross CTG Output (total) | kW | 565440 | 565440 | 631518 | 621822 | 606020 | 598232 | 571984 | 565440 | 631518 | 621822 | 606020 | 598232 | 571984 | 565440 | 551058 | 484648 | 315759 | 310911 | 303010 | 299116 | 285992 | 282720 | 275529 | 242324 | 631518 | 621822 | 606020 | 586056 | 598232 | 550544 | 571984 | 542286 | 565440 | 524106 | 551058 | 523198 | 484648 | 473638.6 | 466366.6 | 454566.4 | 439490.6 | 412856.6 | 406817.4 | 393027.8 | 365362 | 315759 | 310911 | 303112.6 | 292925.4 | 275169 | 271143 | 262156.6 | 243505 | 209400 | 209400 | 209400 | 209400 | 209400 | 209400 | 209400 | 209400 | 315759 | 310911 | 303010 | 293028 | 299116 | 275272 | 285992 | 271143 | 282720 | 262053 | 275529 | 261599 | 242324 | 236819.3 | 233183.3 | 227283.2 | 219745.3 | 206428.3 | 203408.7 | 196513.9 | 182681 | 157879.5 | 155455.5 | 151556.3 | 146462.7 | 137584.5 | 135571.5 | 131078.3 | 121752.5 | 104700 | 104700 | 104700 | 104700 | 104700 | 104700 | 104700 | 104700 | 631518 | 621822 | 606020 | 586056 | 598232 | 550544 | 571984 | 542286 | 565440 | 524106 | 551058 | 523198 | 484648 | 473638.6 | 466366.6 | 454566.4 | 439490.6 | 412856.6 | 406817.4 | 393027.8 | 365362 | 315759 | 310911 | 303112.6 | 292925.4 | 275169 | 271143 | 262156.6 | 243505 | 209400 | 209400 | 209400 | 209400 | 209400 | 209400 | 209400 | 209400 | 315759 | 310911 | 303010 | 293028 | 299116 | 275272 | 285992 | 271143 | 282720 | 262053 | 275529 | 261599 | 242324 | 236819.3 | 233183.3 | 227283.2 | 219745.3 | 206428.3 | 203408.7 | 196513.9 | 182681 | 157879.5 | 155455.5 | 151556.3 | 146462.7 | 137584.5 | 135571.5 | 131078.3 | 121752.5 | 104700 | 104700 | 104700 | 104700 | 104700 | 104700 | 104700 | 104700 | 209400 | 209400
32
33 | Gross CTG Heat Rate (LHV) | Btu/kWh | 8628.7439 | 8628.7439 | 8512.8222 | 8545.854 | 8527.7711 | 8541.8374 | 8605.1365 | 8628.7439 | 8512.8222 | 8545.854 | 8527.7711 | 8541.8374 | 8605.1365 | 8628.7439 | 8685.1108 | 8942.5713 | 8512.8222 | 8545.854 | 8527.7711 | 8541.8374 | 8605.1365 | 8628.7439 | 8685.1108 | 8942.5713 | 8512.8222 | 8545.854 | 8527.7711 | 8548.6721 | 8541.8374 | 8656.892 | 8605.1365 | 8689.1437 | 8628.7439 | 8773.0353 | 8685.1108 | 8811.1948 | 8942.5713 | 8877.9943 | 8955.9489 | 8963.4677 | 9008.9922 | 9135.6002 | 9165.6831 | 9268.9958 | 9494.6599 | 10109.6959 | 10194.4616 | 10205.8783 | 10270.9736 | 10450.8943 | 10491.7541 | 10625.5905 | 10966.1223 | 12043.936 | 11891.1169 | 11776.5027 | 11690.5444 | 11595.0342 | 11575.9301 | 11556.8294 | 11528.1766 | 8512.8222 | 8545.854 | 8527.7711 | 8548.6721 | 8541.8374 | 8656.892 | 8605.1365 | 8689.1437 | 8628.7439 | 8773.0353 | 8685.1108 | 8811.1948 | 8942.5713 | 8877.9943 | 8955.9489 | 8963.4677 | 9008.9922 | 9135.6002 | 9165.6831 | 9268.9958 | 9494.6599 | 10109.6959 | 10194.4616 | 10205.8783 | 10270.9736 | 10450.8943 | 10491.7541 | 10625.5905 | 10966.1223 | 12043.936 | 11891.1169 | 11776.5027 | 11690.5444 | 11595.0342 | 11575.9301 | 11556.8294 | 11528.1766 | 8512.8222 | 8545.854 | 8527.7711 | 8548.6721 | 8541.8374 | 8656.892 | 8605.1365 | 8689.1437 | 8628.7439 | 8773.0353 | 8685.1108 | 8811.1948 | 8942.5713 | 8877.9943 | 8955.9489 | 8963.4677 | 9008.9922 | 9135.6002 | 9165.6831 | 9268.9958 | 9494.6599 | 10109.6959 | 10194.4616 | 10205.8783 | 10270.9736 | 10450.8943 | 10491.7541 | 10625.5905 | 10966.1223 | 12043.936 | 11891.1169 | 11776.5027 | 11690.5444 | 11595.0342 | 11575.9301 | 11556.8294 | 11528.1766 | 8512.8222 | 8545.854 | 8527.7711 | 8548.6721 | 8541.8374 | 8656.892 | 8605.1365 | 8689.1437 | 8628.7439 | 8773.0353 | 8685.1108 | 8811.1948 | 8942.5713 | 8877.9943 | 8955.9489 | 8963.4677 | 9008.9922 | 9135.6002 | 9165.6831 | 9268.9958 | 9494.6599 | 10109.6959 | 10194.4616 | 10205.8783 | 10270.9736 | 10450.8943 | 10491.7541 | 10625.5905 | 10966.1223 | 12043.936 | 11891.1169 | 11776.5027 | 11690.5444 | 11595.0342 | 11575.9301 | 11556.8294 | 11528.1766 | 11690.5444 | 11690.5444
34 | Gross CTG Heat Rate (HHV) | Btu/kWh | 9583.8423 | 9583.8423 | 9455.0895 | 9491.7775 | 9471.693 | 9487.3163 | 9557.6219 | 9583.8423 | 9455.0895 | 9491.7775 | 9471.693 | 9487.3163 | 9557.6219 | 9583.8423 | 9646.4484 | 9932.4066 | 9455.0895 | 9491.7775 | 9471.693 | 9487.3163 | 9557.6219 | 9583.8423 | 9646.4484 | 9932.4066 | 9455.0895 | 9491.7775 | 9471.693 | 9494.9075 | 9487.3163 | 9615.1061 | 9557.6219 | 9650.9276 | 9583.8423 | 9744.105 | 9646.4484 | 9786.4884 | 9932.4066 | 9860.6817 | 9947.265 | 9955.616 | 10006.1795 | 10146.8015 | 10180.2143 | 10294.9624 | 10545.6048 | 11228.7179 | 11322.8662 | 11335.5465 | 11407.8471 | 11607.6829 | 11653.0654 | 11801.7158 | 12179.9405 | 13377.0551 | 13207.3209 | 13080.0202 | 12984.5474 | 12878.4653 | 12857.2467 | 12836.0317 | 12804.2075 | 9455.0895 | 9491.7775 | 9471.693 | 9494.9075 | 9487.3163 | 9615.1061 | 9557.6219 | 9650.9276 | 9583.8423 | 9744.105 | 9646.4484 | 9786.4884 | 9932.4066 | 9860.6817 | 9947.265 | 9955.616 | 10006.1795 | 10146.8015 | 10180.2143 | 10294.9624 | 10545.6048 | 11228.7179 | 11322.8662 | 11335.5465 | 11407.8471 | 11607.6829 | 11653.0654 | 11801.7158 | 12179.9405 | 13377.0551 | 13207.3209 | 13080.0202 | 12984.5474 | 12878.4653 | 12857.2467 | 12836.0317 | 12804.2075 | 9455.0895 | 9491.7775 | 9471.693 | 9494.9075 | 9487.3163 | 9615.1061 | 9557.6219 | 9650.9276 | 9583.8423 | 9744.105 | 9646.4484 | 9786.4884 | 9932.4066 | 9860.6817 | 9947.265 | 9955.616 | 10006.1795 | 10146.8015 | 10180.2143 | 10294.9624 | 10545.6048 | 11228.7179 | 11322.8662 | 11335.5465 | 11407.8471 | 11607.6829 | 11653.0654 | 11801.7158 | 12179.9405 | 13377.0551 | 13207.3209 | 13080.0202 | 12984.5474 | 12878.4653 | 12857.2467 | 12836.0317 | 12804.2075 | 9455.0895 | 9491.7775 | 9471.693 | 9494.9075 | 9487.3163 | 9615.1061 | 9557.6219 | 9650.9276 | 9583.8423 | 9744.105 | 9646.4484 | 9786.4884 | 9932.4066 | 9860.6817 | 9947.265 | 9955.616 | 10006.1795 | 10146.8015 | 10180.2143 | 10294.9624 | 10545.6048 | 11228.7179 | 11322.8662 | 11335.5465 | 11407.8471 | 11607.6829 | 11653.0654 | 11801.7158 | 12179.9405 | 13377.0551 | 13207.3209 | 13080.0202 | 12984.5474 | 12878.4653 | 12857.2467 | 12836.0317 | 12804.2075 | 12984.5474 | 12984.5474
35 | Fuel Gas Temperature to CTG, F |  | 400.0001 | 400.0001 | 400.0001 | 400.0001 | 400.0001 | 400.0001 | 400.0001 | 400.0001 | 400.0001 | 400.0001 | 400.0001 | 400.0001 | 400.0001 | 400.0001 | 400.0001 | 400.0001 | 400.0001 | 400.0001 | 400.0001 | 400.0001 | 400.0001 | 400.0001 | 400.0001 | 400.0001 | 400.0001 | 400.0001 | 400.0001 | 400.0001 | 400.0001 | 400.0001 | 400.0001 | 400.0001 | 400.0001 | 400.0001 | 400.0001 | 400.0001 | 400.0001 | 400.0001 | 400.0001 | 400.0001 | 400.0001 | 400.0001 | 400.0001 | 400.0001 | 400.0001 | 400.0001 | 400.0001 | 400.0001 | 400.0001 | 400.0001 | 400.0001 | 400.0001 | 400.0001 | 400.0001 | 400.0001 | 400.0001 | 400.0001 | 400.0001 | 400.0001 | 400.0001 | 400.0001 | 400.0001 | 400.0001 | 400.0001 | 400.0001 | 400.0001 | 400.0001 | 400.0001 | 400.0001 | 400.0001 | 400.0001 | 400.0001 | 400.0001 | 400.0001 | 400.0001 | 400.0001 | 400.0001 | 400.0001 | 400.0001 | 400.0001 | 400.0001 | 400.0001 | 400.0001 | 400.0001 | 400.0001 | 400.0001 | 400.0001 | 400.0001 | 400.0001 | 400.0001 | 400.0001 | 400.0001 | 400.0001 | 400.0001 | 400.0001 | 400.0001 | 400.0001 | 400.0001 | 400.0001 | 400.0001 | 400.0001 | 400.0001 | 400.0001 | 400.0001 | 400.0001 | 400.0001 | 400.0001 | 400.0001 | 400.0001 | 400.0001 | 400.0001 | 400.0001 | 400.0001 | 400.0001 | 400.0001 | 400.0001 | 400.0001 | 400.0001 | 400.0001 | 400.0001 | 400.0001 | 400.0001 | 400.0001 | 400.0001 | 400.0001 | 400.0001 | 400.0001 | 400.0001 | 400.0001 | 400.0001 | 400.0001 | 400.0001 | 400.0001 | 400.0001 | 400.0001 | 400.0001 | 400.0001 | 400.0001 | 400.0001 | 400.0001 | 400.0001 | 400.0001 | 400.0001 | 400.0001 | 400.0001 | 400.0001 | 400.0001 | 400.0001 | 400.0001 | 400.0001 | 400.0001 | 400.0001 | 400.0001 | 400.0001 | 400.0001 | 400.0001 | 400.0001 | 400.0001 | 400.0001 | 400.0001 | 400.0001 | 400.0001 | 400.0001 | 400.0001 | 400.0001 | 400.0001 | 400.0001 | 400.0001 | 400.0001 | 400.0001 | 400.0001 | 400.0001 | 400.0001 | 400.0001
36 | Fuel Gas Temperature to Site, F |  | 70 | 70 | 70 | 70 | 70 | 70 | 70 | 70 | 70 | 70 | 70 | 70 | 70 | 70 | 70 | 70 | 70 | 70 | 70 | 70 | 70 | 70 | 70 | 70 | 70 | 70 | 70 | 70 | 70 | 70 | 70 | 70 | 70 | 70 | 70 | 70 | 70 | 70 | 70 | 70 | 70 | 70 | 70 | 70 | 70 | 70 | 70 | 70 | 70 | 70 | 70 | 70 | 70 | 70 | 70 | 70 | 70 | 70 | 70 | 70 | 70 | 70 | 70 | 70 | 70 | 70 | 70 | 70 | 70 | 70 | 70 | 70 | 70 | 70 | 70 | 70 | 70 | 70 | 70 | 70 | 70 | 70 | 70 | 70 | 70 | 70 | 70 | 70 | 70 | 70 | 70 | 70 | 70 | 70 | 70 | 70 | 70 | 70 | 70 | 70 | 70 | 70 | 70 | 70 | 70 | 70 | 70 | 70 | 70 | 70 | 70 | 70 | 70 | 70 | 70 | 70 | 70 | 70 | 70 | 70 | 70 | 70 | 70 | 70 | 70 | 70 | 70 | 70 | 70 | 70 | 70 | 70 | 70 | 70 | 70 | 70 | 70 | 70 | 70 | 70 | 70 | 70 | 70 | 70 | 70 | 70 | 70 | 70 | 70 | 70 | 70 | 70 | 70 | 70 | 70 | 70 | 70 | 70 | 70 | 70 | 70 | 70 | 70 | 70 | 70 | 70 | 70 | 70 | 70 | 70 | 70 | 70 | 70 | 70
37
38 | CTG Heat Input (LHV) (total) | MMBtu/h | 4879.0369 | 4879.0369 | 5376.0005 | 5314 | 5167.9998 | 5110.0005 | 4922.0004 | 4879.0369 | 5376.0005 | 5314 | 5167.9998 | 5110.0005 | 4922.0004 | 4879.0369 | 4785.9998 | 4333.9993 | 2688.0002 | 2657 | 2583.9999 | 2555.0002 | 2461.0002 | 2439.5185 | 2392.9999 | 2166.9996 | 5376.0005 | 5314 | 5167.9998 | 5010.0006 | 5110.0005 | 4766 | 4922.0004 | 4712.001 | 4879.0369 | 4598.0004 | 4785.9998 | 4609.9995 | 4333.9993 | 4204.9608 | 4176.7554 | 4074.4912 | 3959.3674 | 3771.6928 | 3728.7594 | 3642.973 | 3468.9879 | 3192.2275 | 3169.5703 | 3093.5303 | 3008.629 | 2875.7621 | 2844.7657 | 2785.5687 | 2670.3056 | 2522.0002 | 2489.9999 | 2465.9997 | 2448 | 2428.0002 | 2423.9998 | 2420.0001 | 2414.0002 | 2688.0002 | 2657 | 2583.9999 | 2505.0003 | 2555.0002 | 2383 | 2461.0002 | 2356.0005 | 2439.5185 | 2299.0002 | 2392.9999 | 2304.9998 | 2166.9996 | 2102.4804 | 2088.3777 | 2037.2456 | 1979.6837 | 1885.8464 | 1864.3797 | 1821.4865 | 1734.494 | 1596.1137 | 1584.7851 | 1546.7652 | 1504.3145 | 1437.8811 | 1422.3828 | 1392.7843 | 1335.1528 | 1261.0001 | 1244.9999 | 1232.9998 | 1224 | 1214.0001 | 1211.9999 | 1210 | 1207.0001 | 5376.0005 | 5314 | 5167.9998 | 5010.0006 | 5110.0005 | 4766 | 4922.0004 | 4712.001 | 4879.0369 | 4598.0004 | 4785.9998 | 4609.9995 | 4333.9993 | 4204.9608 | 4176.7554 | 4074.4912 | 3959.3674 | 3771.6928 | 3728.7594 | 3642.973 | 3468.9879 | 3192.2275 | 3169.5703 | 3093.5303 | 3008.629 | 2875.7621 | 2844.7657 | 2785.5687 | 2670.3056 | 2522.0002 | 2489.9999 | 2465.9997 | 2448 | 2428.0002 | 2423.9998 | 2420.0001 | 2414.0002 | 2688.0002 | 2657 | 2583.9999 | 2505.0003 | 2555.0002 | 2383 | 2461.0002 | 2356.0005 | 2439.5185 | 2299.0002 | 2392.9999 | 2304.9998 | 2166.9996 | 2102.4804 | 2088.3777 | 2037.2456 | 1979.6837 | 1885.8464 | 1864.3797 | 1821.4865 | 1734.494 | 1596.1137 | 1584.7851 | 1546.7652 | 1504.3145 | 1437.8811 | 1422.3828 | 1392.7843 | 1335.1528 | 1261.0001 | 1244.9999 | 1232.9998 | 1224 | 1214.0001 | 1211.9999 | 1210 | 1207.0001 | 2448 | 2448
39 | CTG Heat Input (HHV) (total) | MMBtu/h | 5419.0878 | 5419.0878 | 5971.0592 | 5902.1961 | 5740.0354 | 5675.6162 | 5466.8068 | 5419.0878 | 5971.0592 | 5902.1961 | 5740.0354 | 5675.6162 | 5466.8068 | 5419.0878 | 5315.7526 | 4813.721 | 2985.5296 | 2951.098 | 2870.0177 | 2837.8081 | 2733.4034 | 2709.5439 | 2657.8763 | 2406.8605 | 5971.0592 | 5902.1961 | 5740.0354 | 5564.5475 | 5675.6162 | 5293.539 | 5466.8068 | 5233.563 | 5419.0878 | 5106.9439 | 5315.7526 | 5120.2711 | 4813.721 | 4670.3995 | 4639.0722 | 4525.4885 | 4397.6218 | 4189.174 | 4141.4883 | 4046.2064 | 3852.9633 | 3545.5687 | 3520.4037 | 3435.947 | 3341.6482 | 3194.0745 | 3159.6471 | 3093.8977 | 2965.8764 | 2801.1553 | 2765.613 | 2738.9562 | 2718.9642 | 2696.7506 | 2692.3075 | 2687.865 | 2681.201 | 2985.5296 | 2951.098 | 2870.0177 | 2782.2738 | 2837.8081 | 2646.7695 | 2733.4034 | 2616.7815 | 2709.5439 | 2553.4719 | 2657.8763 | 2560.1356 | 2406.8605 | 2335.1997 | 2319.5361 | 2262.7443 | 2198.8109 | 2094.587 | 2070.7442 | 2023.1032 | 1926.4816 | 1772.7844 | 1760.2018 | 1717.9735 | 1670.8241 | 1597.0372 | 1579.8236 | 1546.9488 | 1482.9382 | 1400.5777 | 1382.8065 | 1369.4781 | 1359.4821 | 1348.3753 | 1346.1537 | 1343.9325 | 1340.6005 | 5971.0592 | 5902.1961 | 5740.0354 | 5564.5475 | 5675.6162 | 5293.539 | 5466.8068 | 5233.563 | 5419.0878 | 5106.9439 | 5315.7526 | 5120.2711 | 4813.721 | 4670.3995 | 4639.0722 | 4525.4885 | 4397.6218 | 4189.174 | 4141.4883 | 4046.2064 | 3852.9633 | 3545.5687 | 3520.4037 | 3435.947 | 3341.6482 | 3194.0745 | 3159.6471 | 3093.8977 | 2965.8764 | 2801.1553 | 2765.613 | 2738.9562 | 2718.9642 | 2696.7506 | 2692.3075 | 2687.865 | 2681.201 | 2985.5296 | 2951.098 | 2870.0177 | 2782.2738 | 2837.8081 | 2646.7695 | 2733.4034 | 2616.7815 | 2709.5439 | 2553.4719 | 2657.8763 | 2560.1356 | 2406.8605 | 2335.1997 | 2319.5361 | 2262.7443 | 2198.8109 | 2094.587 | 2070.7442 | 2023.1032 | 1926.4816 | 1772.7844 | 1760.2018 | 1717.9735 | 1670.8241 | 1597.0372 | 1579.8236 | 1546.9488 | 1482.9382 | 1400.5777 | 1382.8065 | 1369.4781 | 1359.4821 | 1348.3753 | 1346.1537 | 1343.9325 | 1340.6005 | 2718.9642 | 2718.9642
40
41 | Duct Burner Heat Input (LHV) (each) | MMBtu/h | 450.1713 | 0 | 447.2208 | 434.8635 | 442.4254 | 436.2027 | 445.841 | 449.2947 | 282.6748 | 304.0638 | 369.223 | 390.6511 | 445.9338 | 449.3217 | 450.1713 | 450.1713 | 450.1713 | 450.1713 | 450.1713 | 450.1713 | 450.1713 | 450.1713 | 450.1713 | 450.1713 | 0 | 0 | 0 | 0 | 0 | 0 | 0 | 0 | 0 | 0 | 0 | 0 | 0 | 0 | 0 | 0 | 0 | 0 | 0 | 0 | 0 | 0 | 0 | 0 | 0 | 0 | 0 | 0 | 0 | 0 | 0 | 0 | 0 | 0 | 0 | 0 | 0 | 0 | 0 | 0 | 0 | 0 | 0 | 0 | 0 | 0 | 0 | 0 | 0 | 0 | 0 | 0 | 0 | 0 | 0 | 0 | 0 | 0 | 0 | 0 | 0 | 0 | 0 | 0 | 0 | 0 | 0 | 0 | 0 | 0 | 0 | 0 | 0 | 0 | 0 | 0 | 0 | 0 | 0 | 0 | 0 | 0 | 0 | 0 | 0 | 0 | 0 | 0 | 0 | 0 | 0 | 0 | 0 | 0 | 0 | 0 | 0 | 0 | 0 | 0 | 0 | 0 | 0 | 0 | 0 | 0 | 0 | 0 | 0 | 0 | 0 | 0 | 0 | 0 | 0 | 0 | 0 | 0 | 0 | 0 | 0 | 0 | 0 | 0 | 0 | 0 | 0 | 0 | 0 | 0 | 0 | 0 | 0 | 0 | 0 | 0 | 0 | 0 | 0 | 0 | 0 | 0 | 0 | 0 | 0 | 0 | 0 | 0 | 0 | 0
42 | Duct Burner Heat Input (HHV) (each) | MMBtu/h | 499.9998 | 0 | 496.7228 | 482.9976 | 491.3966 | 484.4851 | 495.1902 | 499.0262 | 313.9635 | 337.72 | 410.0915 | 433.8915 | 495.2933 | 499.0562 | 499.9998 | 499.9998 | 499.9998 | 499.9998 | 499.9998 | 499.9998 | 499.9998 | 499.9998 | 499.9998 | 499.9998 | 0 | 0 | 0 | 0 | 0 | 0 | 0 | 0 | 0 | 0 | 0 | 0 | 0 | 0 | 0 | 0 | 0 | 0 | 0 | 0 | 0 | 0 | 0 | 0 | 0 | 0 | 0 | 0 | 0 | 0 | 0 | 0 | 0 | 0 | 0 | 0 | 0 | 0 | 0 | 0 | 0 | 0 | 0 | 0 | 0 | 0 | 0 | 0 | 0 | 0 | 0 | 0 | 0 | 0 | 0 | 0 | 0 | 0 | 0 | 0 | 0 | 0 | 0 | 0 | 0 | 0 | 0 | 0 | 0 | 0 | 0 | 0 | 0 | 0 | 0 | 0 | 0 | 0 | 0 | 0 | 0 | 0 | 0 | 0 | 0 | 0 | 0 | 0 | 0 | 0 | 0 | 0 | 0 | 0 | 0 | 0 | 0 | 0 | 0 | 0 | 0 | 0 | 0 | 0 | 0 | 0 | 0 | 0 | 0 | 0 | 0 | 0 | 0 | 0 | 0 | 0 | 0 | 0 | 0 | 0 | 0 | 0 | 0 | 0 | 0 | 0 | 0 | 0 | 0 | 0 | 0 | 0 | 0 | 0 | 0 | 0 | 0 | 0 | 0 | 0 | 0 | 0 | 0 | 0 | 0 | 0 | 0 | 0 | 0 | 0
43 | Duct Burner Heat Input (LHV) (total) | MMBtu/h | 900.3426 | 0 | 894.4416 | 869.7269 | 884.8508 | 872.4054 | 891.6819 | 898.5894 | 565.3496 | 608.1276 | 738.446 | 781.3023 | 891.8675 | 898.6433 | 900.3426 | 900.3426 | 450.1713 | 450.1713 | 450.1713 | 450.1713 | 450.1713 | 450.1713 | 450.1713 | 450.1713 | 0 | 0 | 0 | 0 | 0 | 0 | 0 | 0 | 0 | 0 | 0 | 0 | 0 | 0 | 0 | 0 | 0 | 0 | 0 | 0 | 0 | 0 | 0 | 0 | 0 | 0 | 0 | 0 | 0 | 0 | 0 | 0 | 0 | 0 | 0 | 0 | 0 | 0 | 0 | 0 | 0 | 0 | 0 | 0 | 0 | 0 | 0 | 0 | 0 | 0 | 0 | 0 | 0 | 0 | 0 | 0 | 0 | 0 | 0 | 0 | 0 | 0 | 0 | 0 | 0 | 0 | 0 | 0 | 0 | 0 | 0 | 0 | 0 | 0 | 0 | 0 | 0 | 0 | 0 | 0 | 0 | 0 | 0 | 0 | 0 | 0 | 0 | 0 | 0 | 0 | 0 | 0 | 0 | 0 | 0 | 0 | 0 | 0 | 0 | 0 | 0 | 0 | 0 | 0 | 0 | 0 | 0 | 0 | 0 | 0 | 0 | 0 | 0 | 0 | 0 | 0 | 0 | 0 | 0 | 0 | 0 | 0 | 0 | 0 | 0 | 0 | 0 | 0 | 0 | 0 | 0 | 0 | 0 | 0 | 0 | 0 | 0 | 0 | 0 | 0 | 0 | 0 | 0 | 0 | 0 | 0 | 0 | 0 | 0 | 0
44 | Duct Burner Heat Input (HHV) (total) | MMBtu/h | 999.9997 | 0 | 993.4456 | 965.9952 | 982.7932 | 968.9702 | 990.3804 | 998.0525 | 627.927 | 675.4401 | 820.1831 | 867.7831 | 990.5866 | 998.1124 | 999.9997 | 999.9997 | 499.9998 | 499.9998 | 499.9998 | 499.9998 | 499.9998 | 499.9998 | 499.9998 | 499.9998 | 0 | 0 | 0 | 0 | 0 | 0 | 0 | 0 | 0 | 0 | 0 | 0 | 0 | 0 | 0 | 0 | 0 | 0 | 0 | 0 | 0 | 0 | 0 | 0 | 0 | 0 | 0 | 0 | 0 | 0 | 0 | 0 | 0 | 0 | 0 | 0 | 0 | 0 | 0 | 0 | 0 | 0 | 0 | 0 | 0 | 0 | 0 | 0 | 0 | 0 | 0 | 0 | 0 | 0 | 0 | 0 | 0 | 0 | 0 | 0 | 0 | 0 | 0 | 0 | 0 | 0 | 0 | 0 | 0 | 0 | 0 | 0 | 0 | 0 | 0 | 0 | 0 | 0 | 0 | 0 | 0 | 0 | 0 | 0 | 0 | 0 | 0 | 0 | 0 | 0 | 0 | 0 | 0 | 0 | 0 | 0 | 0 | 0 | 0 | 0 | 0 | 0 | 0 | 0 | 0 | 0 | 0 | 0 | 0 | 0 | 0 | 0 | 0 | 0 | 0 | 0 | 0 | 0 | 0 | 0 | 0 | 0 | 0 | 0 | 0 | 0 | 0 | 0 | 0 | 0 | 0 | 0 | 0 | 0 | 0 | 0 | 0 | 0 | 0 | 0 | 0 | 0 | 0 | 0 | 0 | 0 | 0 | 0 | 0 | 0
45
46 | Gross STG Output | kW | 437620 | 311307 | 438229 | 439055 | 439517 | 439744 | 437418 | 436701 | 393138 | 403332 | 419310 | 427169 | 437443 | 436709 | 432001 | 407473 | 218714 | 219820 | 217707 | 217955 | 214616 | 213254 | 209901 | 195674 | 315358 | 319423 | 317066 | 314508 | 318741 | 306280 | 312821 | 304193 | 311026 | 298781 | 306398 | 295741 | 282073 | 257668 | 261687 | 259516 | 256645 | 247892 | 245613 | 240768 | 229853 | 207359 | 210688 | 209773 | 207463 | 200337 | 198245 | 194216 | 185927 | 179098 | 177675 | 177582 | 178903 | 176830 | 177562 | 174553 | 173017 | 155676 | 158247 | 157582 | 156235 | 158443 | 149607 | 153024 | 147934 | 151530 | 144182 | 148054 | 141325 | 134468 | 121620 | 125634 | 124878 | 125105 | 119594 | 118055 | 114852 | 108377 | 98893 | 101523 | 98492 | 99129 | 95575 | 94221 | 91647 | 86790 | 79531 | 82674 | 83622 | 84278 | 83997 | 83995 | 82087 | 80578 | 0 | 0 | 0 | 0 | 0 | 0 | 0 | 0 | 0 | 0 | 0 | 0 | 0 | 0 | 0 | 0 | 0 | 0 | 0 | 0 | 0 | 0 | 0 | 0 | 0 | 0 | 0 | 0 | 0 | 0 | 0 | 0 | 0 | 0 | 0 | 0 | 0 | 0 | 0 | 0 | 0 | 0 | 0 | 0 | 0 | 0 | 0 | 0 | 0 | 0 | 0 | 0 | 0 | 0 | 0 | 0 | 0 | 0 | 0 | 0 | 0 | 0 | 0 | 0 | 0 | 0 | 0 | 0 | 0 | 0 | 0 | 0 | 0 | 0 | 0 | 0
47 | STG Output, percent of CTG Output |  | 0.77395 | 0.55056 | 0.69393 | 0.70608 | 0.72525 | 0.73507 | 0.76474 | 0.77232 | 0.62253 | 0.64863 | 0.69191 | 0.71405 | 0.76478 | 0.77233 | 0.78395 | 0.84076 | 0.69266 | 0.70702 | 0.71848 | 0.72866 | 0.75043 | 0.75429 | 0.76181 | 0.80749 | 0.49937 | 0.51369 | 0.52319 | 0.53665 | 0.5328 | 0.55632 | 0.54691 | 0.56095 | 0.55006 | 0.57008 | 0.55602 | 0.56526 | 0.58202 | 0.54402 | 0.56112 | 0.57091 | 0.58396 | 0.60043 | 0.60374 | 0.6126 | 0.62911 | 0.6567 | 0.67765 | 0.69206 | 0.70825 | 0.72805 | 0.73115 | 0.74084 | 0.76354 | 0.85529 | 0.8485 | 0.84805 | 0.85436 | 0.84446 | 0.84796 | 0.83359 | 0.82625 | 0.49302 | 0.50898 | 0.52006 | 0.53317 | 0.5297 | 0.54349 | 0.53506 | 0.54559 | 0.53597 | 0.5502 | 0.53734 | 0.54024 | 0.55491 | 0.51356 | 0.53878 | 0.54944 | 0.56932 | 0.57935 | 0.58038 | 0.58445 | 0.59326 | 0.62638 | 0.65307 | 0.64987 | 0.67682 | 0.69466 | 0.69499 | 0.69918 | 0.71284 | 0.75961 | 0.78963 | 0.79868 | 0.80495 | 0.80226 | 0.80224 | 0.78402 | 0.76961 | 0 | 0 | 0 | 0 | 0 | 0 | 0 | 0 | 0 | 0 | 0 | 0 | 0 | 0 | 0 | 0 | 0 | 0 | 0 | 0 | 0 | 0 | 0 | 0 | 0 | 0 | 0 | 0 | 0 | 0 | 0 | 0 | 0 | 0 | 0 | 0 | 0 | 0 | 0 | 0 | 0 | 0 | 0 | 0 | 0 | 0 | 0 | 0 | 0 | 0 | 0 | 0 | 0 | 0 | 0 | 0 | 0 | 0 | 0 | 0 | 0 | 0 | 0 | 0 | 0 | 0 | 0 | 0 | 0 | 0 | 0 | 0 | 0 | 0 | 0 | 0
48
49
50
51
52
53
54
55
56 | Calculations Based on High-Side of Generator Step-Up Transformers
57
58
59
60
61
62
63
64
65
66
67
68
69
70
71
72
73
74 | Assumptions:
75 | 1. Vacuum pump is assumed (no steam for SJAE is taken from HB).
76
77
78
79
80
81
82
83
84
85
86
87
88
89
90
91
92
93
94
95
96
97
98
99
100
101
102
103
104
105
106
107 | Auxiliary Power Calculations
108
109
110
111
112
113
114
115
116
117
118
119
120
121
122
123
124
125
126
127 | Combustion Turbine Generator (each)
128
129 | Ambient Conditions | Pressure, psia | 14.183 | 14.183 | 14.183 | 14.183 | 14.183 | 14.183 | 14.183 | 14.183 | 14.183 | 14.183 | 14.183 | 14.183 | 14.183 | 14.183 | 14.183 | 14.183 | 14.183 | 14.183 | 14.183 | 14.183 | 14.183 | 14.183 | 14.183 | 14.183 | 14.183 | 14.183 | 14.183 | 14.183 | 14.183 | 14.183 | 14.183 | 14.183 | 14.183 | 14.183 | 14.183 | 14.183 | 14.183 | 14.183 | 14.183 | 14.183 | 14.183 | 14.183 | 14.183 | 14.183 | 14.183 | 14.183 | 14.183 | 14.183 | 14.183 | 14.183 | 14.183 | 14.183 | 14.183 | 14.183 | 14.183 | 14.183 | 14.183 | 14.183 | 14.183 | 14.183 | 14.183 | 14.183 | 14.183 | 14.183 | 14.183 | 14.183 | 14.183 | 14.183 | 14.183 | 14.183 | 14.183 | 14.183 | 14.183 | 14.183 | 14.183 | 14.183 | 14.183 | 14.183 | 14.183 | 14.183 | 14.183 | 14.183 | 14.183 | 14.183 | 14.183 | 14.183 | 14.183 | 14.183 | 14.183 | 14.183 | 14.183 | 14.183 | 14.183 | 14.183 | 14.183 | 14.183 | 14.183 | 14.183 | 14.183 | 14.183 | 14.183 | 14.183 | 14.183 | 14.183 | 14.183 | 14.183 | 14.183 | 14.183 | 14.183 | 14.183 | 14.183 | 14.183 | 14.183 | 14.183 | 14.183 | 14.183 | 14.183 | 14.183 | 14.183 | 14.183 | 14.183 | 14.183 | 14.183 | 14.183 | 14.183 | 14.183 | 14.183 | 14.183 | 14.183 | 14.183 | 14.183 | 14.183 | 14.183 | 14.183 | 14.183 | 14.183 | 14.183 | 14.183 | 14.183 | 14.183 | 14.183 | 14.183 | 14.183 | 14.183 | 14.183 | 14.183 | 14.183 | 14.183 | 14.183 | 14.183 | 14.183 | 14.183 | 14.183 | 14.183 | 14.183 | 14.183 | 14.183 | 14.183 | 14.183 | 14.183 | 14.183 | 14.183 | 14.183 | 14.183 | 14.183 | 14.183 | 14.183 | 14.183 | 14.183 | 14.183 | 14.183 | 14.183 | 14.183 | 14.183
130 |  | Temperature, F | 84 | 84 | -5 | 20 | 40 | 59 | 80 | 84 | -5 | 20 | 40 | 59 | 80 | 84 | 92 | 105 | -5 | 20 | 40 | 59 | 80 | 84 | 92 | 105 | -5 | 20 | 40 | 59 | 59 | 80 | 80 | 84 | 84 | 92 | 92 | 105 | 105 | -5 | 20 | 40 | 59 | 80 | 84 | 92 | 105 | -5 | 20 | 40 | 59 | 80 | 84 | 92 | 105 | -5 | 20 | 40 | 59 | 80 | 84 | 92 | 105 | -5 | 20 | 40 | 59 | 59 | 80 | 80 | 84 | 84 | 92 | 92 | 105 | 105 | -5 | 20 | 40 | 59 | 80 | 84 | 92 | 105 | -5 | 20 | 40 | 59 | 80 | 84 | 92 | 105 | -5 | 20 | 40 | 59 | 80 | 84 | 92 | 105 | -5 | 20 | 40 | 59 | 59 | 80 | 80 | 84 | 84 | 92 | 92 | 105 | 105 | -5 | 20 | 40 | 59 | 80 | 84 | 92 | 105 | -5 | 20 | 40 | 59 | 80 | 84 | 92 | 105 | -5 | 20 | 40 | 59 | 80 | 84 | 92 | 105 | -5 | 20 | 40 | 59 | 59 | 80 | 80 | 84 | 84 | 92 | 92 | 105 | 105 | -5 | 20 | 40 | 59 | 80 | 84 | 92 | 105 | -5 | 20 | 40 | 59 | 80 | 84 | 92 | 105 | -5 | 20 | 40 | 59 | 80 | 84 | 92 | 105 | 59 | 59
131 |  | Relative Humidity | 0.6 | 0.6 | 0.6 | 0.6 | 0.6 | 0.6 | 0.6 | 0.6 | 0.6 | 0.6 | 0.6 | 0.6 | 0.6 | 0.6 | 0.6 | 0.6 | 0.6 | 0.6 | 0.6 | 0.6 | 0.6 | 0.6 | 0.6 | 0.6 | 0.6 | 0.6 | 0.6 | 0.6 | 0.6 | 0.6 | 0.6 | 0.6 | 0.6 | 0.6 | 0.6 | 0.6 | 0.6 | 0.6 | 0.6 | 0.6 | 0.6 | 0.6 | 0.6 | 0.6 | 0.6 | 0.6 | 0.6 | 0.6 | 0.6 | 0.6 | 0.6 | 0.6 | 0.6 | 0.6 | 0.6 | 0.6 | 0.6 | 0.6 | 0.6 | 0.6 | 0.6 | 0.6 | 0.6 | 0.6 | 0.6 | 0.6 | 0.6 | 0.6 | 0.6 | 0.6 | 0.6 | 0.6 | 0.6 | 0.6 | 0.6 | 0.6 | 0.6 | 0.6 | 0.6 | 0.6 | 0.6 | 0.6 | 0.6 | 0.6 | 0.6 | 0.6 | 0.6 | 0.6 | 0.6 | 0.6 | 0.6 | 0.6 | 0.6 | 0.6 | 0.6 | 0.6 | 0.6 | 0.6 | 0.6 | 0.6 | 0.6 | 0.6 | 0.6 | 0.6 | 0.6 | 0.6 | 0.6 | 0.6 | 0.6 | 0.6 | 0.6 | 0.6 | 0.6 | 0.6 | 0.6 | 0.6 | 0.6 | 0.6 | 0.6 | 0.6 | 0.6 | 0.6 | 0.6 | 0.6 | 0.6 | 0.6 | 0.6 | 0.6 | 0.6 | 0.6 | 0.6 | 0.6 | 0.6 | 0.6 | 0.6 | 0.6 | 0.6 | 0.6 | 0.6 | 0.6 | 0.6 | 0.6 | 0.6 | 0.6 | 0.6 | 0.6 | 0.6 | 0.6 | 0.6 | 0.6 | 0.6 | 0.6 | 0.6 | 0.6 | 0.6 | 0.6 | 0.6 | 0.6 | 0.6 | 0.6 | 0.6 | 0.6 | 0.6 | 0.6 | 0.6 | 0.6 | 0.6 | 0.6 | 0.6 | 0.6 | 0.6 | 0.6 | 0.6 | 0.6
132 |  | WBT, F | 73.0094 | 73.0094 | -6.3807 | 17.2351 | 34.8204 | 51.3516 | 69.5331 | 73.0094 | -6.3807 | 17.2351 | 34.8204 | 51.3516 | 69.5331 | 73.0094 | 79.9851 | 91.3942 | -6.3807 | 17.2351 | 34.8204 | 51.3516 | 69.5331 | 73.0094 | 79.9851 | 91.3942 | -6.3807 | 17.2351 | 34.8204 | 51.3516 | 51.3516 | 69.5331 | 69.5331 | 73.0094 | 73.0094 | 79.9851 | 79.9851 | 91.3942 | 91.3942 | -6.3807 | 17.2351 | 34.8204 | 51.3516 | 69.5331 | 73.0094 | 79.9851 | 91.3942 | -6.3807 | 17.2351 | 34.8204 | 51.3516 | 69.5331 | 73.0094 | 79.9851 | 91.3942 | -6.3807 | 17.2351 | 34.8204 | 51.3516 | 69.5331 | 73.0094 | 79.9851 | 91.3942 | -6.3807 | 17.2351 | 34.8204 | 51.3516 | 51.3516 | 69.5331 | 69.5331 | 73.0094 | 73.0094 | 79.9851 | 79.9851 | 91.3942 | 91.3942 | -6.3807 | 17.2351 | 34.8204 | 51.3516 | 69.5331 | 73.0094 | 79.9851 | 91.3942 | -6.3807 | 17.2351 | 34.8204 | 51.3516 | 69.5331 | 73.0094 | 79.9851 | 91.3942 | -6.3807 | 17.2351 | 34.8204 | 51.3516 | 69.5331 | 73.0094 | 79.9851 | 91.3942 | -6.3807 | 17.2351 | 34.8204 | 51.3516 | 51.3516 | 69.5331 | 69.5331 | 73.0094 | 73.0094 | 79.9851 | 79.9851 | 91.3942 | 91.3942 | -6.3807 | 17.2351 | 34.8204 | 51.3516 | 69.5331 | 73.0094 | 79.9851 | 91.3942 | -6.3807 | 17.2351 | 34.8204 | 51.3516 | 69.5331 | 73.0094 | 79.9851 | 91.3942 | -6.3807 | 17.2351 | 34.8204 | 51.3516 | 69.5331 | 73.0094 | 79.9851 | 91.3942 | -6.3807 | 17.2351 | 34.8204 | 51.3516 | 51.3516 | 69.5331 | 69.5331 | 73.0094 | 73.0094 | 79.9851 | 79.9851 | 91.3942 | 91.3942 | -6.3807 | 17.2351 | 34.8204 | 51.3516 | 69.5331 | 73.0094 | 79.9851 | 91.3942 | -6.3807 | 17.2351 | 34.8204 | 51.3516 | 69.5331 | 73.0094 | 79.9851 | 91.3942 | -6.3807 | 17.2351 | 34.8204 | 51.3516 | 69.5331 | 73.0094 | 79.9851 | 91.3942 | 51.3516 | 51.3516
133 | Compressor Inlet Conditions | Temperature, F | 74.1085 | 74.1085 | -5 | 20 | 40 | 52.1164 | 70.5798 | 74.1085 | -5 | 20 | 40 | 52.1164 | 70.5798 | 74.1085 | 81.1866 | 92.7547 | -5 | 20 | 40 | 52.1164 | 70.5798 | 74.1085 | 81.1866 | 92.7547 | -5 | 20 | 40 | 59 | 52.1164 | 80 | 70.5798 | 84 | 74.1085 | 92 | 81.1866 | 105 | 92.7547 | -5 | 20 | 40 | 59 | 80 | 84 | 92 | 105 | -5 | 20 | 40 | 59 | 80 | 84 | 92 | 105 | -5 | 20 | 40 | 59 | 80 | 84 | 92 | 105 | -5 | 20 | 40 | 59 | 52.1164 | 80 | 70.5798 | 84 | 74.1085 | 92 | 81.1866 | 105 | 92.7547 | -5 | 20 | 40 | 59 | 80 | 84 | 92 | 105 | -5 | 20 | 40 | 59 | 80 | 84 | 92 | 105 | -5 | 20 | 40 | 59 | 80 | 84 | 92 | 105 | -5 | 20 | 40 | 59 | 52.1164 | 80 | 70.5798 | 84 | 74.1085 | 92 | 81.1866 | 105 | 92.7547 | -5 | 20 | 40 | 59 | 80 | 84 | 92 | 105 | -5 | 20 | 40 | 59 | 80 | 84 | 92 | 105 | -5 | 20 | 40 | 59 | 80 | 84 | 92 | 105 | -5 | 20 | 40 | 59 | 52.1164 | 80 | 70.5798 | 84 | 74.1085 | 92 | 81.1866 | 105 | 92.7547 | -5 | 20 | 40 | 59 | 80 | 84 | 92 | 105 | -5 | 20 | 40 | 59 | 80 | 84 | 92 | 105 | -5 | 20 | 40 | 59 | 80 | 84 | 92 | 105 | 59 | 59
134 |  | Relative Humidity | 0.95038 | 0.95038 | 0.6 | 0.6 | 0.6 | 0.95197 | 0.95058 | 0.95038 | 0.6 | 0.6 | 0.6 | 0.95197 | 0.95058 | 0.95038 | 0.95004 | 0.94961 | 0.6 | 0.6 | 0.6 | 0.95197 | 0.95058 | 0.95038 | 0.95004 | 0.94961 | 0.6 | 0.6 | 0.6 | 0.6 | 0.95197 | 0.6 | 0.95058 | 0.6 | 0.95038 | 0.6 | 0.95004 | 0.6 | 0.94961 | 0.6 | 0.6 | 0.6 | 0.6 | 0.6 | 0.6 | 0.6 | 0.6 | 0.6 | 0.6 | 0.6 | 0.6 | 0.6 | 0.6 | 0.6 | 0.6 | 0.6 | 0.6 | 0.6 | 0.6 | 0.6 | 0.6 | 0.6 | 0.6 | 0.6 | 0.6 | 0.6 | 0.6 | 0.95197 | 0.6 | 0.95058 | 0.6 | 0.95038 | 0.6 | 0.95004 | 0.6 | 0.94961 | 0.6 | 0.6 | 0.6 | 0.6 | 0.6 | 0.6 | 0.6 | 0.6 | 0.6 | 0.6 | 0.6 | 0.6 | 0.6 | 0.6 | 0.6 | 0.6 | 0.6 | 0.6 | 0.6 | 0.6 | 0.6 | 0.6 | 0.6 | 0.6 | 0.6 | 0.6 | 0.6 | 0.6 | 0.95197 | 0.6 | 0.95058 | 0.6 | 0.95038 | 0.6 | 0.95004 | 0.6 | 0.94961 | 0.6 | 0.6 | 0.6 | 0.6 | 0.6 | 0.6 | 0.6 | 0.6 | 0.6 | 0.6 | 0.6 | 0.6 | 0.6 | 0.6 | 0.6 | 0.6 | 0.6 | 0.6 | 0.6 | 0.6 | 0.6 | 0.6 | 0.6 | 0.6 | 0.6 | 0.6 | 0.6 | 0.6 | 0.95197 | 0.6 | 0.95058 | 0.6 | 0.95038 | 0.6 | 0.95004 | 0.6 | 0.94961 | 0.6 | 0.6 | 0.6 | 0.6 | 0.6 | 0.6 | 0.6 | 0.6 | 0.6 | 0.6 | 0.6 | 0.6 | 0.6 | 0.6 | 0.6 | 0.6 | 0.6 | 0.6 | 0.6 | 0.6 | 0.6 | 0.6 | 0.6 | 0.6 | 0.6 | 0.6
135 | Inlet Air Cooler Status |  | Cooler On | Cooler On | Cooler Off | Cooler Off | Cooler Off | Cooler On | Cooler On | Cooler On | Cooler Off | Cooler Off | Cooler Off | Cooler On | Cooler On | Cooler On | Cooler On | Cooler On | Cooler Off | Cooler Off | Cooler Off | Cooler On | Cooler On | Cooler On | Cooler On | Cooler On | Cooler Off | Cooler Off | Cooler Off | Cooler Off | Cooler On | Cooler Off | Cooler On | Cooler Off | Cooler On | Cooler Off | Cooler On | Cooler Off | Cooler On | Cooler Off | Cooler Off | Cooler Off | Cooler Off | Cooler Off | Cooler Off | Cooler Off | Cooler Off | Cooler Off | Cooler Off | Cooler Off | Cooler Off | Cooler Off | Cooler Off | Cooler Off | Cooler Off | Cooler Off | Cooler Off | Cooler Off | Cooler Off | Cooler Off | Cooler Off | Cooler Off | Cooler Off | Cooler Off | Cooler Off | Cooler Off | Cooler Off | Cooler On | Cooler Off | Cooler On | Cooler Off | Cooler On | Cooler Off | Cooler On | Cooler Off | Cooler On | Cooler Off | Cooler Off | Cooler Off | Cooler Off | Cooler Off | Cooler Off | Cooler Off | Cooler Off | Cooler Off | Cooler Off | Cooler Off | Cooler Off | Cooler Off | Cooler Off | Cooler Off | Cooler Off | Cooler Off | Cooler Off | Cooler Off | Cooler Off | Cooler Off | Cooler Off | Cooler Off | Cooler Off | Cooler Off | Cooler Off | Cooler Off | Cooler Off | Cooler On | Cooler Off | Cooler On | Cooler Off | Cooler On | Cooler Off | Cooler On | Cooler Off | Cooler On | Cooler Off | Cooler Off | Cooler Off | Cooler Off | Cooler Off | Cooler Off | Cooler Off | Cooler Off | Cooler Off | Cooler Off | Cooler Off | Cooler Off | Cooler Off | Cooler Off | Cooler Off | Cooler Off | Cooler Off | Cooler Off | Cooler Off | Cooler Off | Cooler Off | Cooler Off | Cooler Off | Cooler Off | Cooler Off | Cooler Off | Cooler Off | Cooler Off | Cooler On | Cooler Off | Cooler On | Cooler Off | Cooler On | Cooler Off | Cooler On | Cooler Off | Cooler On | Cooler Off | Cooler Off | Cooler Off | Cooler Off | Cooler Off | Cooler Off | Cooler Off | Cooler Off | Cooler Off | Cooler Off | Cooler Off | Cooler Off | Cooler Off | Cooler Off | Cooler Off | Cooler Off | Cooler Off | Cooler Off | Cooler Off | Cooler Off | Cooler Off | Cooler Off | Cooler Off | Cooler Off | Cooler Off | Cooler Off
136 | Saturation Efficiency |  | 0.9 | 0.9 | 0 | 0 | 0 | 0.9 | 0.9 | 0.9 | 0 | 0 | 0 | 0.9 | 0.9 | 0.9 | 0.9 | 0.9 | 0 | 0 | 0 | 0.9 | 0.9 | 0.9 | 0.9 | 0.9 | 0 | 0 | 0 | 0 | 0.9 | 0 | 0.9 | 0 | 0.9 | 0 | 0.9 | 0 | 0.9 | 0 | 0 | 0 | 0 | 0 | 0 | 0 | 0 | 0 | 0 | 0 | 0 | 0 | 0 | 0 | 0 | 0 | 0 | 0 | 0 | 0 | 0 | 0 | 0 | 0 | 0 | 0 | 0 | 0.9 | 0 | 0.9 | 0 | 0.9 | 0 | 0.9 | 0 | 0.9 | 0 | 0 | 0 | 0 | 0 | 0 | 0 | 0 | 0 | 0 | 0 | 0 | 0 | 0 | 0 | 0 | 0 | 0 | 0 | 0 | 0 | 0 | 0 | 0 | 0 | 0 | 0 | 0 | 0.9 | 0 | 0.9 | 0 | 0.9 | 0 | 0.9 | 0 | 0.9 | 0 | 0 | 0 | 0 | 0 | 0 | 0 | 0 | 0 | 0 | 0 | 0 | 0 | 0 | 0 | 0 | 0 | 0 | 0 | 0 | 0 | 0 | 0 | 0 | 0 | 0 | 0 | 0 | 0.9 | 0 | 0.9 | 0 | 0.9 | 0 | 0.9 | 0 | 0.9 | 0 | 0 | 0 | 0 | 0 | 0 | 0 | 0 | 0 | 0 | 0 | 0 | 0 | 0 | 0 | 0 | 0 | 0 | 0 | 0 | 0 | 0 | 0 | 0 | 0 | 0
137 | Water Evaporation Rate | Flow, lb/h | 11032.9882 | 11032.9882 | 0 | 0 | 0 | 7813.3235 | 10539.3446 | 11033.0041 | 0 | 0 | 0 | 7813.3235 | 10539.3446 | 11033.0041 | 11982.2272 | 12861.3935 | 0 | 0 | 0 | 7813.3235 | 10539.3446 | 11033.0041 | 11982.2272 | 12861.4094 | 0 | 0 | 0 | 0 | 7813.3235 | 0 | 10539.3446 | 0 | 11032.9882 | 0 | 11982.2272 | 0 | 12861.3935 | 0 | 0 | 0 | 0 | 0 | 0 | 0 | 0 | 0 | 0 | 0 | 0 | 0 | 0 | 0 | 0 | 0 | 0 | 0 | 0 | 0 | 0 | 0 | 0 | 0 | 0 | 0 | 0 | 7813.3235 | 0 | 10539.3446 | 0 | 11033.0041 | 0 | 11982.2272 | 0 | 12861.4094 | 0 | 0 | 0 | 0 | 0 | 0 | 0 | 0 | 0 | 0 | 0 | 0 | 0 | 0 | 0 | 0 | 0 | 0 | 0 | 0 | 0 | 0 | 0 | 0 | 0 | 0 | 0 | 0 | 7813.3235 | 0 | 10539.3446 | 0 | 11033.0041 | 0 | 11982.2272 | 0 | 12861.4094 | 0 | 0 | 0 | 0 | 0 | 0 | 0 | 0 | 0 | 0 | 0 | 0 | 0 | 0 | 0 | 0 | 0 | 0 | 0 | 0 | 0 | 0 | 0 | 0 | 0 | 0 | 0 | 0 | 7813.3235 | 0 | 10539.3446 | 0 | 11033.0041 | 0 | 11982.2272 | 0 | 12861.4094 | 0 | 0 | 0 | 0 | 0 | 0 | 0 | 0 | 0 | 0 | 0 | 0 | 0 | 0 | 0 | 0 | 0 | 0 | 0 | 0 | 0 | 0 | 0 | 0 | 0 | 0
138 | Fuel Flow | Fuel Type | Natural Gas | Natural Gas | Natural Gas | Natural Gas | Natural Gas | Natural Gas | Natural Gas | Natural Gas | Natural Gas | Natural Gas | Natural Gas | Natural Gas | Natural Gas | Natural Gas | Natural Gas | Natural Gas | Natural Gas | Natural Gas | Natural Gas | Natural Gas | Natural Gas | Natural Gas | Natural Gas | Natural Gas | Natural Gas | Natural Gas | Natural Gas | Natural Gas | Natural Gas | Natural Gas | Natural Gas | Natural Gas | Natural Gas | Natural Gas | Natural Gas | Natural Gas | Natural Gas | Natural Gas | Natural Gas | Natural Gas | Natural Gas | Natural Gas | Natural Gas | Natural Gas | Natural Gas | Natural Gas | Natural Gas | Natural Gas | Natural Gas | Natural Gas | Natural Gas | Natural Gas | Natural Gas | Natural Gas | Natural Gas | Natural Gas | Natural Gas | Natural Gas | Natural Gas | Natural Gas | Natural Gas | Natural Gas | Natural Gas | Natural Gas | Natural Gas | Natural Gas | Natural Gas | Natural Gas | Natural Gas | Natural Gas | Natural Gas | Natural Gas | Natural Gas | Natural Gas | Natural Gas | Natural Gas | Natural Gas | Natural Gas | Natural Gas | Natural Gas | Natural Gas | Natural Gas | Natural Gas | Natural Gas | Natural Gas | Natural Gas | Natural Gas | Natural Gas | Natural Gas | Natural Gas | Natural Gas | Natural Gas | Natural Gas | Natural Gas | Natural Gas | Natural Gas | Natural Gas | Natural Gas | Natural Gas | Natural Gas | Natural Gas | Natural Gas | Natural Gas | Natural Gas | Natural Gas | Natural Gas | Natural Gas | Natural Gas | Natural Gas | Natural Gas | Natural Gas | Natural Gas | Natural Gas | Natural Gas | Natural Gas | Natural Gas | Natural Gas | Natural Gas | Natural Gas | Natural Gas | Natural Gas | Natural Gas | Natural Gas | Natural Gas | Natural Gas | Natural Gas | Natural Gas | Natural Gas | Natural Gas | Natural Gas | Natural Gas | Natural Gas | Natural Gas | Natural Gas | Natural Gas | Natural Gas | Natural Gas | Natural Gas | Natural Gas | Natural Gas | Natural Gas | Natural Gas | Natural Gas | Natural Gas | Natural Gas | Natural Gas | Natural Gas | Natural Gas | Natural Gas | Natural Gas | Natural Gas | Natural Gas | Natural Gas | Natural Gas | Natural Gas | Natural Gas | Natural Gas | Natural Gas | Natural Gas | Natural Gas | Natural Gas | Natural Gas | Natural Gas | Natural Gas | Natural Gas | Natural Gas | Natural Gas | Natural Gas | Natural Gas | Natural Gas | Natural Gas | Natural Gas | Natural Gas | Natural Gas
139 | Fuel LHV | Btu/lb | 20761.1566 | 20761.1566 | 20761.1638 | 20761.1668 | 20761.1649 | 20761.156 | 20761.1579 | 20761.1566 | 20761.1638 | 20761.1668 | 20761.1649 | 20761.156 | 20761.1579 | 20761.1566 | 20761.1603 | 20761.165 | 20761.1638 | 20761.1668 | 20761.1649 | 20761.156 | 20761.1579 | 20761.1566 | 20761.1603 | 20761.165 | 20761.1638 | 20761.1668 | 20761.1649 | 20761.1618 | 20761.156 | 20761.1621 | 20761.1579 | 20761.1655 | 20761.1566 | 20761.1656 | 20761.1603 | 20761.1519 | 20761.165 | 20761.1618 | 20761.1652 | 20761.1543 | 20761.1566 | 20761.1551 | 20761.1554 | 20761.1643 | 20761.1632 | 20761.1609 | 20761.1622 | 20761.1597 | 20761.1611 | 20761.1631 | 20761.1596 | 20761.1574 | 20761.1623 | 20761.1632 | 20761.1616 | 20761.1596 | 20761.159 | 20761.1626 | 20761.1598 | 20761.1629 | 20761.1646 | 20761.1638 | 20761.1668 | 20761.1649 | 20761.1618 | 20761.156 | 20761.1621 | 20761.1579 | 20761.1655 | 20761.1566 | 20761.1656 | 20761.1603 | 20761.1519 | 20761.165 | 20761.1618 | 20761.1652 | 20761.1543 | 20761.1566 | 20761.1551 | 20761.1554 | 20761.1643 | 20761.1632 | 20761.1609 | 20761.1622 | 20761.1597 | 20761.1611 | 20761.1631 | 20761.1596 | 20761.1574 | 20761.1623 | 20761.1632 | 20761.1616 | 20761.1596 | 20761.159 | 20761.1626 | 20761.1598 | 20761.1629 | 20761.1646 | 20761.1638 | 20761.1668 | 20761.1649 | 20761.1618 | 20761.156 | 20761.1621 | 20761.1579 | 20761.1655 | 20761.1566 | 20761.1656 | 20761.1603 | 20761.1519 | 20761.165 | 20761.1618 | 20761.1652 | 20761.1543 | 20761.1566 | 20761.1551 | 20761.1554 | 20761.1643 | 20761.1632 | 20761.1609 | 20761.1622 | 20761.1597 | 20761.1611 | 20761.1631 | 20761.1596 | 20761.1574 | 20761.1623 | 20761.1632 | 20761.1616 | 20761.1596 | 20761.159 | 20761.1626 | 20761.1598 | 20761.1629 | 20761.1646 | 20761.1638 | 20761.1668 | 20761.1649 | 20761.1618 | 20761.156 | 20761.1621 | 20761.1579 | 20761.1655 | 20761.1566 | 20761.1656 | 20761.1603 | 20761.1519 | 20761.165 | 20761.1618 | 20761.1652 | 20761.1543 | 20761.1566 | 20761.1551 | 20761.1554 | 20761.1643 | 20761.1632 | 20761.1609 | 20761.1622 | 20761.1597 | 20761.1611 | 20761.1631 | 20761.1596 | 20761.1574 | 20761.1623 | 20761.1632 | 20761.1616 | 20761.1596 | 20761.159 | 20761.1626 | 20761.1598 | 20761.1629 | 20761.1646 | 20761.159 | 20761.159
140 | Fuel Gas Temperature | Temperature, F | 400.0001 | 400.0001 | 400.0001 | 400.0001 | 400.0001 | 400.0001 | 400.0001 | 400.0001 | 400.0001 | 400.0001 | 400.0001 | 400.0001 | 400.0001 | 400.0001 | 400.0001 | 400.0001 | 400.0001 | 400.0001 | 400.0001 | 400.0001 | 400.0001 | 400.0001 | 400.0001 | 400.0001 | 400.0001 | 400.0001 | 400.0001 | 400.0001 | 400.0001 | 400.0001 | 400.0001 | 400.0001 | 400.0001 | 400.0001 | 400.0001 | 400.0001 | 400.0001 | 400.0001 | 400.0001 | 400.0001 | 400.0001 | 400.0001 | 400.0001 | 400.0001 | 400.0001 | 400.0001 | 400.0001 | 400.0001 | 400.0001 | 400.0001 | 400.0001 | 400.0001 | 400.0001 | 400.0001 | 400.0001 | 400.0001 | 400.0001 | 400.0001 | 400.0001 | 400.0001 | 400.0001 | 400.0001 | 400.0001 | 400.0001 | 400.0001 | 400.0001 | 400.0001 | 400.0001 | 400.0001 | 400.0001 | 400.0001 | 400.0001 | 400.0001 | 400.0001 | 400.0001 | 400.0001 | 400.0001 | 400.0001 | 400.0001 | 400.0001 | 400.0001 | 400.0001 | 400.0001 | 400.0001 | 400.0001 | 400.0001 | 400.0001 | 400.0001 | 400.0001 | 400.0001 | 400.0001 | 400.0001 | 400.0001 | 400.0001 | 400.0001 | 400.0001 | 400.0001 | 400.0001 | 400.0001 | 400.0001 | 400.0001 | 400.0001 | 400.0001 | 400.0001 | 400.0001 | 400.0001 | 400.0001 | 400.0001 | 400.0001 | 400.0001 | 400.0001 | 400.0001 | 400.0001 | 400.0001 | 400.0001 | 400.0001 | 400.0001 | 400.0001 | 400.0001 | 400.0001 | 400.0001 | 400.0001 | 400.0001 | 400.0001 | 400.0001 | 400.0001 | 400.0001 | 400.0001 | 400.0001 | 400.0001 | 400.0001 | 400.0001 | 400.0001 | 400.0001 | 400.0001 | 400.0001 | 400.0001 | 400.0001 | 400.0001 | 400.0001 | 400.0001 | 400.0001 | 400.0001 | 400.0001 | 400.0001 | 400.0001 | 400.0001 | 400.0001 | 400.0001 | 400.0001 | 400.0001 | 400.0001 | 400.0001 | 400.0001 | 400.0001 | 400.0001 | 400.0001 | 400.0001 | 400.0001 | 400.0001 | 400.0001 | 400.0001 | 400.0001 | 400.0001 | 400.0001 | 400.0001 | 400.0001 | 400.0001 | 400.0001 | 400.0001 | 400.0001 | 400.0001 | 400.0001 | 400.0001
141 | FGHX -- Natural Gas Inlet | Flow, lb/h | 117503.9771 | 117503.9771 | 129472.5216 | 127979.3206 | 124463.1475 | 123066.3768 | 118538.6779 | 117503.9771 | 129472.5216 | 127979.3206 | 124463.1475 | 123066.3768 | 118538.6779 | 117503.9771 | 115263.3027 | 104377.5552 | 129472.5216 | 127979.3206 | 124463.1475 | 123066.3768 | 118538.6779 | 117503.9771 | 115263.3027 | 104377.5552 | 129472.5216 | 127979.3206 | 124463.1475 | 120658.001 | 123066.3768 | 114781.6275 | 118538.6779 | 113481.1284 | 117503.9771 | 110735.6038 | 115263.3027 | 111024.6565 | 104377.5552 | 101269.8813 | 100590.5836 | 98127.7624 | 95355.1738 | 90835.3322 | 89801.3457 | 87735.2775 | 83545.1243 | 76879.7924 | 76334.1241 | 74502.8299 | 72458.1113 | 69258.2135 | 68511.7242 | 67086.0641 | 64310.1183 | 60738.4125 | 59967.7402 | 59389.7379 | 58956.2461 | 58474.571 | 58378.2359 | 58281.9009 | 58137.3984 | 129472.5216 | 127979.3206 | 124463.1475 | 120658.001 | 123066.3768 | 114781.6275 | 118538.6779 | 113481.1284 | 117503.9771 | 110735.6038 | 115263.3027 | 111024.6565 | 104377.5552 | 101269.8813 | 100590.5836 | 98127.7624 | 95355.1738 | 90835.3322 | 89801.3457 | 87735.2775 | 83545.1243 | 76879.7924 | 76334.1241 | 74502.8299 | 72458.1113 | 69258.2135 | 68511.7242 | 67086.0641 | 64310.1183 | 60738.4125 | 59967.7402 | 59389.7379 | 58956.2461 | 58474.571 | 58378.2359 | 58281.9009 | 58137.3984 | 129472.5216 | 127979.3206 | 124463.1475 | 120658.001 | 123066.3768 | 114781.6275 | 118538.6779 | 113481.1284 | 117503.9771 | 110735.6038 | 115263.3027 | 111024.6565 | 104377.5552 | 101269.8813 | 100590.5836 | 98127.7624 | 95355.1738 | 90835.3322 | 89801.3457 | 87735.2775 | 83545.1243 | 76879.7924 | 76334.1241 | 74502.8299 | 72458.1113 | 69258.2135 | 68511.7242 | 67086.0641 | 64310.1183 | 60738.4125 | 59967.7402 | 59389.7379 | 58956.2461 | 58474.571 | 58378.2359 | 58281.9009 | 58137.3984 | 129472.5216 | 127979.3206 | 124463.1475 | 120658.001 | 123066.3768 | 114781.6275 | 118538.6779 | 113481.1284 | 117503.9771 | 110735.6038 | 115263.3027 | 111024.6565 | 104377.5552 | 101269.8813 | 100590.5836 | 98127.7624 | 95355.1738 | 90835.3322 | 89801.3457 | 87735.2775 | 83545.1243 | 76879.7924 | 76334.1241 | 74502.8299 | 72458.1113 | 69258.2135 | 68511.7242 | 67086.0641 | 64310.1183 | 60738.4125 | 59967.7402 | 59389.7379 | 58956.2461 | 58474.571 | 58378.2359 | 58281.9009 | 58137.3984 | 58956.2461 | 58956.2461
142 | Fuel Gas Temperature to Site | Temperature, F | 70 | 70 | 70 | 70 | 70 | 70 | 70 | 70 | 70 | 70 | 70 | 70 | 70 | 70 | 70 | 70 | 70 | 70 | 70 | 70 | 70 | 70 | 70 | 70 | 70 | 70 | 70 | 70 | 70 | 70 | 70 | 70 | 70 | 70 | 70 | 70 | 70 | 70 | 70 | 70 | 70 | 70 | 70 | 70 | 70 | 70 | 70 | 70 | 70 | 70 | 70 | 70 | 70 | 70 | 70 | 70 | 70 | 70 | 70 | 70 | 70 | 70 | 70 | 70 | 70 | 70 | 70 | 70 | 70 | 70 | 70 | 70 | 70 | 70 | 70 | 70 | 70 | 70 | 70 | 70 | 70 | 70 | 70 | 70 | 70 | 70 | 70 | 70 | 70 | 70 | 70 | 70 | 70 | 70 | 70 | 70 | 70 | 70 | 70 | 70 | 70 | 70 | 70 | 70 | 70 | 70 | 70 | 70 | 70 | 70 | 70 | 70 | 70 | 70 | 70 | 70 | 70 | 70 | 70 | 70 | 70 | 70 | 70 | 70 | 70 | 70 | 70 | 70 | 70 | 70 | 70 | 70 | 70 | 70 | 70 | 70 | 70 | 70 | 70 | 70 | 70 | 70 | 70 | 70 | 70 | 70 | 70 | 70 | 70 | 70 | 70 | 70 | 70 | 70 | 70 | 70 | 70 | 70 | 70 | 70 | 70 | 70 | 70 | 70 | 70 | 70 | 70 | 70 | 70 | 70 | 70 | 70 | 70 | 70
143 | FGHX -- Natural Gas Exit | Temperature, F | 400.0001 | 400.0001 | 400.0001 | 400.0001 | 400.0001 | 400.0001 | 400.0001 | 400.0001 | 400.0001 | 400.0001 | 400.0001 | 400.0001 | 400.0001 | 400.0001 | 400.0001 | 400.0001 | 400.0001 | 400.0001 | 400.0001 | 400.0001 | 400.0001 | 400.0001 | 400.0001 | 400.0001 | 400.0001 | 400.0001 | 400.0001 | 400.0001 | 400.0001 | 400.0001 | 400.0001 | 400.0001 | 400.0001 | 400.0001 | 400.0001 | 400.0001 | 400.0001 | 400.0001 | 400.0001 | 400.0001 | 400.0001 | 400.0001 | 400.0001 | 400.0001 | 400.0001 | 400.0001 | 400.0001 | 400.0001 | 400.0001 | 400.0001 | 400.0001 | 400.0001 | 400.0001 | 400.0001 | 400.0001 | 400.0001 | 400.0001 | 400.0001 | 400.0001 | 400.0001 | 400.0001 | 400.0001 | 400.0001 | 400.0001 | 400.0001 | 400.0001 | 400.0001 | 400.0001 | 400.0001 | 400.0001 | 400.0001 | 400.0001 | 400.0001 | 400.0001 | 400.0001 | 400.0001 | 400.0001 | 400.0001 | 400.0001 | 400.0001 | 400.0001 | 400.0001 | 400.0001 | 400.0001 | 400.0001 | 400.0001 | 400.0001 | 400.0001 | 400.0001 | 400.0001 | 400.0001 | 400.0001 | 400.0001 | 400.0001 | 400.0001 | 400.0001 | 400.0001 | 400.0001 | 400.0001 | 400.0001 | 400.0001 | 400.0001 | 400.0001 | 400.0001 | 400.0001 | 400.0001 | 400.0001 | 400.0001 | 400.0001 | 400.0001 | 400.0001 | 400.0001 | 400.0001 | 400.0001 | 400.0001 | 400.0001 | 400.0001 | 400.0001 | 400.0001 | 400.0001 | 400.0001 | 400.0001 | 400.0001 | 400.0001 | 400.0001 | 400.0001 | 400.0001 | 400.0001 | 400.0001 | 400.0001 | 400.0001 | 400.0001 | 400.0001 | 400.0001 | 400.0001 | 400.0001 | 400.0001 | 400.0001 | 400.0001 | 400.0001 | 400.0001 | 400.0001 | 400.0001 | 400.0001 | 400.0001 | 400.0001 | 400.0001 | 400.0001 | 400.0001 | 400.0001 | 400.0001 | 400.0001 | 400.0001 | 400.0001 | 400.0001 | 400.0001 | 400.0001 | 400.0001 | 400.0001 | 400.0001 | 400.0001 | 400.0001 | 400.0001 | 400.0001 | 400.0001 | 400.0001 | 400.0001 | 400.0001 | 400.0001 | 400.0001 | 400.0001 | 400.0001 | 400.0001 | 400.0001
144 | FGHX -- Water Inlet | Flow, lb/h | 68341.5466 | 80093.7935 | 75492.9981 | 74553.8069 | 72469.7384 | 71661.3829 | 68995.2327 | 68373.3567 | 77247.1957 | 75915.5452 | 73197.6957 | 72100.4383 | 68994.0819 | 68374.3964 | 67097.1992 | 61065.831 | 94397.9347 | 96588.8464 | 93123.3884 | 91777.8885 | 84720.3831 | 83818.1449 | 81885.4124 | 72866.8486 | 89537.4522 | 87267.9677 | 85066.1035 | 82561.2974 | 83630.5226 | 79127.1495 | 80826.743 | 78341.4769 | 80198.0017 | 76754.7108 | 78924.3761 | 76601.3272 | 73963.0505 | 80483.8004 | 79074.7994 | 76442.6577 | 73499.5582 | 68882.9926 | 67854.7126 | 65894.0193 | 61949.7751 | 56642.7768 | 55889.9143 | 54183.9874 | 52225.4687 | 49219.9633 | 48539.1021 | 47286.7308 | 44886.244 | 41872.4766 | 41196.0361 | 40670.8681 | 40290.4963 | 39813.5593 | 39710.248 | 39614.3098 | 39437.7273 | 104691.3702 | 102665.5408 | 99336.8313 | 95700.9736 | 98305.7814 | 89741.6621 | 93560.2215 | 88468.227 | 92510.9967 | 85844.0537 | 90292.3861 | 86295.7283 | 79779.4229 | 79571.8796 | 78299.8413 | 75678.8347 | 72950.8818 | 68353.3166 | 67304.6077 | 65354.6685 | 61467.4571 | 56766.898 | 55938.8596 | 54069.9854 | 52221.2861 | 49310.3617 | 48632.0958 | 47385.6849 | 45019.8575 | 42010.5981 | 41374.2535 | 40863.2286 | 40468.7852 | 40006.7453 | 39903.418 | 39789.2414 | 39612.4764 | 90559.2956 | 88259.6518 | 86089.1374 | 83663.3009 | 84713.875 | 80246.1772 | 81956.3661 | 79458.4649 | 81323.4184 | 77817.2851 | 80035.3798 | 77620.2182 | 74988.6559 | 83070.0365 | 81459.6113 | 78678.3321 | 75580.9362 | 70773.6371 | 69702.6023 | 67650.4233 | 63546.8827 | 58284.1549 | 57438.394 | 55625.5445 | 53558.397 | 50416.1511 | 49702.1305 | 48387.1074 | 45869.0629 | 42821.9298 | 42115.8936 | 41557.2171 | 41147.5273 | 40641.7327 | 40523.556 | 40427.2368 | 40229.8048 | 108220.3213 | 105992.5043 | 102621.0956 | 98912.7762 | 101639.8878 | 92627.7448 | 96609.4023 | 91282.0861 | 95503.5098 | 88525.9264 | 93153.1508 | 88979.6645 | 82224.1486 | 83062.338 | 81465.2463 | 78609.8944 | 75661.6201 | 70742.327 | 69622.4025 | 67541.0642 | 63427.5075 | 58977.2465 | 57968.8081 | 55947.0502 | 53958.7691 | 50862.3336 | 50145.186 | 48820.8372 | 46320.6582 | 43317.1211 | 42646.3156 | 42088.8058 | 41651.6711 | 41143.0669 | 41012.6598 | 40902.9992 | 40682.8604 | 40891.372 | 40891.3323
145 |  | Temperature, F | 497.5281 | 450.2752 | 497.7118 | 498.024 | 497.8449 | 497.6265 | 497.2609 | 497.2732 | 485.3394 | 488.2563 | 492.4366 | 494.314 | 497.269 | 497.2698 | 496.7451 | 492.4605 | 442.6002 | 438.2742 | 438.9593 | 439.2127 | 444.02 | 444.1609 | 444.445 | 445.489 | 449.5336 | 451.3527 | 450.6539 | 450.0747 | 451.3145 | 448.3859 | 450.3375 | 448.0426 | 450.0871 | 447.1812 | 449.3797 | 447.838 | 443.5063 | 430.011 | 431.0494 | 431.7235 | 432.5331 | 433.7665 | 434.037 | 434.4517 | 435.3521 | 435.1676 | 435.8109 | 436.3223 | 437.0745 | 438.2713 | 438.5291 | 438.9193 | 439.6705 | 440.6018 | 440.9035 | 441.1996 | 441.385 | 441.7767 | 441.8913 | 441.9675 | 442.2063 | 430.8931 | 431.5698 | 431.7859 | 432.088 | 431.5719 | 433.0429 | 432.401 | 433.2243 | 432.5679 | 433.5546 | 432.8845 | 433.3006 | 434.4339 | 431.1666 | 432.0694 | 432.7804 | 433.3359 | 434.6181 | 434.9408 | 435.376 | 436.248 | 434.9113 | 435.7022 | 436.566 | 437.0801 | 438.0402 | 438.2863 | 438.6564 | 439.291 | 440.1707 | 440.3415 | 440.5831 | 440.8066 | 441.1404 | 441.2417 | 441.3808 | 441.6118 | 447.955 | 449.7415 | 448.9601 | 448.2156 | 449.4758 | 446.4541 | 448.38 | 446.1048 | 448.1281 | 445.3137 | 447.4272 | 446.0297 | 441.7304 | 426.9479 | 428.0896 | 428.799 | 429.6407 | 430.8735 | 431.148 | 431.591 | 432.52 | 431.9917 | 432.7259 | 433.3201 | 434.143 | 435.4002 | 435.6783 | 436.1272 | 436.9912 | 437.7693 | 438.0998 | 438.4461 | 438.6862 | 439.1177 | 439.2581 | 439.3305 | 439.6078 | 427.6771 | 428.4205 | 428.551 | 428.7758 | 428.272 | 429.7863 | 429.157 | 429.987 | 429.3327 | 430.3452 | 429.6853 | 430.1206 | 431.2099 | 426.9549 | 428.0824 | 428.8836 | 429.5313 | 430.9165 | 431.2648 | 431.7573 | 432.716 | 430.74 | 431.7323 | 432.6861 | 433.3046 | 434.3821 | 434.6485 | 435.0799 | 435.8205 | 436.372 | 436.5696 | 436.8859 | 437.1804 | 437.5886 | 437.7558 | 437.8658 | 438.1954 | 439.4669 | 439.4743
146 | FGHX -- Water Exit | Temperature, F | 163.2686 | 160.8764 | 164.3958 | 164.4413 | 164.0496 | 163.8111 | 163.2225 | 163.1327 | 157.8216 | 159.2319 | 161.1549 | 162.0327 | 163.2234 | 163.1338 | 162.6499 | 159.3437 | 171.7653 | 176.5258 | 174.9162 | 174.3008 | 167.6797 | 167.2785 | 166.4177 | 162.4771 | 164.3891 | 162.2336 | 162.1299 | 161.8182 | 161.1448 | 162.1319 | 161.0548 | 162.165 | 161.0591 | 162.3891 | 161.2332 | 161.7607 | 164.7257 | 181.0899 | 179.4045 | 177.7712 | 175.8567 | 172.8363 | 172.1604 | 170.9697 | 168.4438 | 166.428 | 165.3951 | 164.0719 | 162.3562 | 159.6337 | 159.0237 | 157.9703 | 155.921 | 153.2829 | 152.5676 | 151.9556 | 151.5411 | 150.8616 | 150.7039 | 150.5556 | 150.2226 | 186.5901 | 185.3236 | 184.2499 | 182.9709 | 184.2343 | 180.2745 | 182.0453 | 179.712 | 181.5751 | 178.5897 | 180.6091 | 179.0091 | 175.7773 | 179.4252 | 177.9678 | 176.301 | 174.7634 | 171.7027 | 170.9618 | 169.7589 | 167.2846 | 166.7698 | 165.5371 | 163.7629 | 162.3562 | 159.924 | 159.3253 | 158.3033 | 156.3888 | 153.7954 | 153.2439 | 152.6956 | 152.2359 | 151.6249 | 151.4577 | 151.246 | 150.9118 | 166.0588 | 163.9002 | 163.8898 | 163.7744 | 163.0369 | 164.2051 | 163.0989 | 164.2591 | 163.1136 | 164.4238 | 163.2933 | 163.7231 | 166.7791 | 185.7915 | 183.8242 | 182.0712 | 180.0369 | 176.9099 | 176.2084 | 174.9414 | 172.3053 | 170.7894 | 169.5688 | 168.0926 | 166.2265 | 163.333 | 162.6717 | 161.5249 | 159.2773 | 156.7648 | 156.0052 | 155.3153 | 154.8244 | 154.0758 | 153.8598 | 153.7234 | 153.3186 | 191.3797 | 189.9417 | 188.9706 | 187.7763 | 189.0819 | 184.9134 | 186.73 | 184.3075 | 186.2298 | 183.1186 | 185.1796 | 183.5152 | 180.2473 | 185.7889 | 183.8482 | 181.9567 | 180.2079 | 176.8572 | 176.0493 | 174.7105 | 172.0301 | 172.6009 | 170.98 | 168.9838 | 167.3726 | 164.6935 | 164.0451 | 162.9068 | 160.7988 | 158.5546 | 157.9554 | 157.3021 | 156.7256 | 155.9907 | 155.7324 | 155.5531 | 155.0673 | 153.878 | 153.8614
147 | CTG Exhaust Flow | Flow, lb/h | 4847298.1887 | 4847298.1887 | 5274712.0761 | 5280932.027 | 5162142.6304 | 5073341.0642 | 4889894.9717 | 4847298.1887 | 5274712.0761 | 5280932.027 | 5162142.6304 | 5073341.0642 | 4889894.9717 | 4847298.1887 | 4751525.071 | 4375201.7672 | 5274712.0761 | 5280932.027 | 5162142.6304 | 5073341.0642 | 4889894.9717 | 4847298.1887 | 4751525.071 | 4375201.7672 | 5274712.0761 | 5280932.027 | 5162142.6304 | 5024144.9585 | 5073341.0642 | 4797449.6905 | 4889894.9717 | 4744915.4306 | 4847298.1887 | 4626680.8057 | 4751525.071 | 4557798.6384 | 4375201.7672 | 4038358.5248 | 4099844.5299 | 4053073.0701 | 3989106.0689 | 3855799.7496 | 3824713.487 | 3745118.4324 | 3589233.9371 | 3238771.4069 | 3290824.7059 | 3259286.8481 | 3216628.9529 | 3127009.1183 | 3105173.0189 | 3048988.6947 | 2938856.5936 | 2906359.195 | 2905910.7744 | 2908371.929 | 2911039.4363 | 2911079.1196 | 2910354.5036 | 2908437.8031 | 2904225.0304 | 5274712.0761 | 5280932.027 | 5162142.6304 | 5024144.9585 | 5073341.0642 | 4797449.6905 | 4889894.9717 | 4744915.4306 | 4847298.1887 | 4626680.8057 | 4751525.071 | 4557798.6384 | 4375201.7672 | 4038358.5248 | 4099844.5299 | 4053073.0701 | 3989106.0689 | 3855799.7496 | 3824713.487 | 3745118.4324 | 3589233.9371 | 3238771.4069 | 3290824.7059 | 3259286.8481 | 3216628.9529 | 3127009.1183 | 3105173.0189 | 3048988.6947 | 2938856.5936 | 2906359.195 | 2905910.7744 | 2908371.929 | 2911039.4363 | 2911079.1196 | 2910354.5036 | 2908437.8031 | 2904225.0304 | 5274712.0761 | 5280932.027 | 5162142.6304 | 5024144.9585 | 5073341.0642 | 4797449.6905 | 4889894.9717 | 4744915.4306 | 4847298.1887 | 4626680.8057 | 4751525.071 | 4557798.6384 | 4375201.7672 | 4038358.5248 | 4099844.5299 | 4053073.0701 | 3989106.0689 | 3855799.7496 | 3824713.487 | 3745118.4324 | 3589233.9371 | 3238771.4069 | 3290824.7059 | 3259286.8481 | 3216628.9529 | 3127009.1183 | 3105173.0189 | 3048988.6947 | 2938856.5936 | 2906359.195 | 2905910.7744 | 2908371.929 | 2911039.4363 | 2911079.1196 | 2910354.5036 | 2908437.8031 | 2904225.0304 | 5274712.0761 | 5280932.027 | 5162142.6304 | 5024144.9585 | 5073341.0642 | 4797449.6905 | 4889894.9717 | 4744915.4306 | 4847298.1887 | 4626680.8057 | 4751525.071 | 4557798.6384 | 4375201.7672 | 4038358.5248 | 4099844.5299 | 4053073.0701 | 3989106.0689 | 3855799.7496 | 3824713.487 | 3745118.4324 | 3589233.9371 | 3238771.4069 | 3290824.7059 | 3259286.8481 | 3216628.9529 | 3127009.1183 | 3105173.0189 | 3048988.6947 | 2938856.5936 | 2906359.195 | 2905910.7744 | 2908371.929 | 2911039.4363 | 2911079.1196 | 2910354.5036 | 2908437.8031 | 2904225.0304 | 2911039.4363 | 2911039.4363
148 | At Exit Plane of Round Conical Duct (By CTG Vendor) | Static Pressure Drop, in. H2O | 16.8099 | 16.2392 | 18.9445 | 19.0399 | 18.4298 | 17.9906 | 17.0427 | 16.8179 | 18.9445 | 19.0399 | 18.4298 | 17.9906 | 17.0427 | 16.8179 | 16.2939 | 15.2339 | 18.503 | 18.2935 | 17.6029 | 17.1228 | 16.3341 | 16.1097 | 15.6058 | 14.6025 | 18.5187 | 18.5882 | 17.9086 | 17.1441 | 17.4602 | 15.9026 | 16.4661 | 15.6195 | 16.2413 | 14.9889 | 15.7257 | 14.6861 | 14.6636 | 11.6442 | 11.9635 | 11.7375 | 11.4391 | 10.8282 | 10.6887 | 10.3328 | 9.6467 | 7.9502 | 8.1764 | 8.0407 | 7.8725 | 7.5282 | 7.4451 | 7.2324 | 6.8212 | 6.5817 | 6.5815 | 6.5971 | 6.6131 | 6.6396 | 6.6454 | 6.6511 | 6.6671 | 18.063 | 18.1185 | 17.4421 | 16.6836 | 16.9784 | 15.4848 | 16.0156 | 15.2117 | 15.7989 | 14.6061 | 15.303 | 14.3077 | 13.351 | 11.4669 | 11.7641 | 11.5429 | 11.2408 | 10.6469 | 10.5121 | 10.1671 | 9.5007 | 7.8631 | 8.0798 | 7.962 | 7.7898 | 7.4492 | 7.3688 | 7.1613 | 6.7599 | 6.5547 | 6.5433 | 6.5546 | 6.5721 | 6.5922 | 6.598 | 6.6048 | 6.6213 | 18.7797 | 18.8798 | 18.1744 | 17.3914 | 17.7119 | 16.1258 | 16.6965 | 15.8379 | 16.4669 | 15.1993 | 15.9481 | 14.9053 | 13.8742 | 12.4147 | 12.159 | 11.9454 | 11.6587 | 11.0876 | 11.0168 | 10.6867 | 10.0344 | 8.4652 | 8.3094 | 8.1842 | 8.0263 | 7.7132 | 7.6782 | 7.485 | 7.0995 | 6.6642 | 6.664 | 6.6808 | 6.706 | 6.7363 | 6.7422 | 6.75 | 6.7667 | 18.2251 | 18.2782 | 17.5929 | 16.8513 | 17.1429 | 15.6529 | 16.1894 | 15.3814 | 15.9702 | 14.7738 | 15.4816 | 14.4838 | 13.5114 | 12.1811 | 11.9334 | 11.7114 | 11.4218 | 10.8829 | 10.8182 | 10.5049 | 9.8771 | 8.3634 | 8.2032 | 8.0878 | 7.9225 | 7.6201 | 7.5892 | 7.4081 | 7.0711 | 6.6187 | 6.6209 | 6.6375 | 6.6495 | 6.6809 | 6.6889 | 6.7184 | 6.7511 | 6.7528 | 6.7528
149 |  | Temperature, F | 1223.0001 | 1223.0001 | 1178.0001 | 1186 | 1194.0001 | 1207 | 1220 | 1223.0001 | 1178.0001 | 1186 | 1194.0001 | 1207 | 1220 | 1223.0001 | 1229 | 1238 | 1178.0001 | 1186 | 1194.0001 | 1207 | 1220 | 1223.0001 | 1229 | 1238 | 1178.0001 | 1186 | 1194.0001 | 1205.0001 | 1207 | 1220 | 1220 | 1224 | 1223.0001 | 1233 | 1229 | 1243.9999 | 1238 | 1216.7902 | 1217.6404 | 1219.5127 | 1222.3602 | 1226.1357 | 1227.0677 | 1233 | 1240.9785 | 1225.9774 | 1225.8055 | 1225.6358 | 1226.4449 | 1228.181 | 1228.0901 | 1233 | 1240.9785 | 1194.0001 | 1188 | 1188 | 1188 | 1188 | 1194.0001 | 1188 | 1194.0001 | 1178.0001 | 1186 | 1194.0001 | 1205.0001 | 1207 | 1220 | 1220 | 1224 | 1223.0001 | 1233 | 1229 | 1243.9999 | 1238 | 1216.7902 | 1217.6404 | 1219.5127 | 1222.3602 | 1226.1357 | 1227.0677 | 1233 | 1240.9785 | 1225.9774 | 1225.8055 | 1225.6358 | 1226.4449 | 1228.181 | 1228.0901 | 1233 | 1240.9785 | 1194.0001 | 1188 | 1188 | 1188 | 1188 | 1194.0001 | 1188 | 1194.0001 | 1178.0001 | 1186 | 1194.0001 | 1205.0001 | 1207 | 1220 | 1220 | 1224 | 1223.0001 | 1233 | 1229 | 1243.9999 | 1238 | 1216.7902 | 1217.6404 | 1219.5127 | 1222.3602 | 1226.1357 | 1227.0677 | 1233 | 1240.9785 | 1225.9774 | 1225.8055 | 1225.6358 | 1226.4449 | 1228.181 | 1228.0901 | 1233 | 1240.9785 | 1194.0001 | 1188 | 1188 | 1188 | 1188 | 1194.0001 | 1188 | 1194.0001 | 1178.0001 | 1186 | 1194.0001 | 1205.0001 | 1207 | 1220 | 1220 | 1224 | 1223.0001 | 1233 | 1229 | 1243.9999 | 1238 | 1216.7902 | 1217.6404 | 1219.5127 | 1222.3602 | 1226.1357 | 1227.0677 | 1233 | 1240.9785 | 1225.9774 | 1225.8055 | 1225.6358 | 1226.4449 | 1228.181 | 1228.0901 | 1233 | 1240.9785 | 1194.0001 | 1188 | 1188 | 1188 | 1188 | 1194.0001 | 1188 | 1194.0001 | 1188 | 1188
150 | CTG Load | % of Base Load | 1 | 1 | 1 | 1 | 1 | 1 | 1 | 1 | 1 | 1 | 1 | 1 | 1 | 1 | 1 | 1 | 1 | 1 | 1 | 1 | 1 | 1 | 1 | 1 | 1 | 1 | 1 | 1 | 1 | 1 | 1 | 1 | 1 | 1 | 1 | 1 | 1 | 0.75 | 0.75 | 0.75 | 0.75 | 0.75 | 0.75 | 0.75 | 0.75 | 0.5 | 0.5 | 0.5 | 0.5 | 0.5 | 0.5 | 0.5 | 0.5 | MECL | MECL | MECL | MECL | MECL | MECL | MECL | MECL | 1 | 1 | 1 | 1 | 1 | 1 | 1 | 1 | 1 | 1 | 1 | 1 | 1 | 0.75 | 0.75 | 0.75 | 0.75 | 0.75 | 0.75 | 0.75 | 0.75 | 0.5 | 0.5 | 0.5 | 0.5 | 0.5 | 0.5 | 0.5 | 0.5 | MECL | MECL | MECL | MECL | MECL | MECL | MECL | MECL | 1 | 1 | 1 | 1 | 1 | 1 | 1 | 1 | 1 | 1 | 1 | 1 | 1 | 0.75 | 0.75 | 0.75 | 0.75 | 0.75 | 0.75 | 0.75 | 0.75 | 0.5 | 0.5 | 0.5 | 0.5 | 0.5 | 0.5 | 0.5 | 0.5 | MECL | MECL | MECL | MECL | MECL | MECL | MECL | MECL | 1 | 1 | 1 | 1 | 1 | 1 | 1 | 1 | 1 | 1 | 1 | 1 | 1 | 0.75 | 0.75 | 0.75 | 0.75 | 0.75 | 0.75 | 0.75 | 0.75 | 0.5 | 0.5 | 0.5 | 0.5 | 0.5 | 0.5 | 0.5 | 0.5 | MECL | MECL | MECL | MECL | MECL | MECL | MECL | MECL | MECL | MECL
151 | Generator Gross Output | kW | 282720 | 282720 | 315759 | 310911 | 303010 | 299116 | 285992 | 282720 | 315759 | 310911 | 303010 | 299116 | 285992 | 282720 | 275529 | 242324 | 315759 | 310911 | 303010 | 299116 | 285992 | 282720 | 275529 | 242324 | 315759 | 310911 | 303010 | 293028 | 299116 | 275272 | 285992 | 271143 | 282720 | 262053 | 275529 | 261599 | 242324 | 236819.3 | 233183.3 | 227283.2 | 219745.3 | 206428.3 | 203408.7 | 196513.9 | 182681 | 157879.5 | 155455.5 | 151556.3 | 146462.7 | 137584.5 | 135571.5 | 131078.3 | 121752.5 | 104700 | 104700 | 104700 | 104700 | 104700 | 104700 | 104700 | 104700 | 315759 | 310911 | 303010 | 293028 | 299116 | 275272 | 285992 | 271143 | 282720 | 262053 | 275529 | 261599 | 242324 | 236819.3 | 233183.3 | 227283.2 | 219745.3 | 206428.3 | 203408.7 | 196513.9 | 182681 | 157879.5 | 155455.5 | 151556.3 | 146462.7 | 137584.5 | 135571.5 | 131078.3 | 121752.5 | 104700 | 104700 | 104700 | 104700 | 104700 | 104700 | 104700 | 104700 | 315759 | 310911 | 303010 | 293028 | 299116 | 275272 | 285992 | 271143 | 282720 | 262053 | 275529 | 261599 | 242324 | 236819.3 | 233183.3 | 227283.2 | 219745.3 | 206428.3 | 203408.7 | 196513.9 | 182681 | 157879.5 | 155455.5 | 151556.3 | 146462.7 | 137584.5 | 135571.5 | 131078.3 | 121752.5 | 104700 | 104700 | 104700 | 104700 | 104700 | 104700 | 104700 | 104700 | 315759 | 310911 | 303010 | 293028 | 299116 | 275272 | 285992 | 271143 | 282720 | 262053 | 275529 | 261599 | 242324 | 236819.3 | 233183.3 | 227283.2 | 219745.3 | 206428.3 | 203408.7 | 196513.9 | 182681 | 157879.5 | 155455.5 | 151556.3 | 146462.7 | 137584.5 | 135571.5 | 131078.3 | 121752.5 | 104700 | 104700 | 104700 | 104700 | 104700 | 104700 | 104700 | 104700 | 104700 | 104700
152 | Gross Heat Rate | Btu/kWh (LHV) | 8628.7439 | 8628.7439 | 8512.8222 | 8545.854 | 8527.7711 | 8541.8374 | 8605.1365 | 8628.7439 | 8512.8222 | 8545.854 | 8527.7711 | 8541.8374 | 8605.1365 | 8628.7439 | 8685.1108 | 8942.5713 | 8512.8222 | 8545.854 | 8527.7711 | 8541.8374 | 8605.1365 | 8628.7439 | 8685.1108 | 8942.5713 | 8512.8222 | 8545.854 | 8527.7711 | 8548.6721 | 8541.8374 | 8656.892 | 8605.1365 | 8689.1437 | 8628.7439 | 8773.0353 | 8685.1108 | 8811.1948 | 8942.5713 | 8877.9943 | 8955.9489 | 8963.4677 | 9008.9922 | 9135.6002 | 9165.6831 | 9268.9958 | 9494.6599 | 10109.6959 | 10194.4616 | 10205.8783 | 10270.9736 | 10450.8943 | 10491.7541 | 10625.5905 | 10966.1223 | 12043.936 | 11891.1169 | 11776.5027 | 11690.5444 | 11595.0342 | 11575.9301 | 11556.8294 | 11528.1766 | 8512.8222 | 8545.854 | 8527.7711 | 8548.6721 | 8541.8374 | 8656.892 | 8605.1365 | 8689.1437 | 8628.7439 | 8773.0353 | 8685.1108 | 8811.1948 | 8942.5713 | 8877.9943 | 8955.9489 | 8963.4677 | 9008.9922 | 9135.6002 | 9165.6831 | 9268.9958 | 9494.6599 | 10109.6959 | 10194.4616 | 10205.8783 | 10270.9736 | 10450.8943 | 10491.7541 | 10625.5905 | 10966.1223 | 12043.936 | 11891.1169 | 11776.5027 | 11690.5444 | 11595.0342 | 11575.9301 | 11556.8294 | 11528.1766 | 8512.8222 | 8545.854 | 8527.7711 | 8548.6721 | 8541.8374 | 8656.892 | 8605.1365 | 8689.1437 | 8628.7439 | 8773.0353 | 8685.1108 | 8811.1948 | 8942.5713 | 8877.9943 | 8955.9489 | 8963.4677 | 9008.9922 | 9135.6002 | 9165.6831 | 9268.9958 | 9494.6599 | 10109.6959 | 10194.4616 | 10205.8783 | 10270.9736 | 10450.8943 | 10491.7541 | 10625.5905 | 10966.1223 | 12043.936 | 11891.1169 | 11776.5027 | 11690.5444 | 11595.0342 | 11575.9301 | 11556.8294 | 11528.1766 | 8512.8222 | 8545.854 | 8527.7711 | 8548.6721 | 8541.8374 | 8656.892 | 8605.1365 | 8689.1437 | 8628.7439 | 8773.0353 | 8685.1108 | 8811.1948 | 8942.5713 | 8877.9943 | 8955.9489 | 8963.4677 | 9008.9922 | 9135.6002 | 9165.6831 | 9268.9958 | 9494.6599 | 10109.6959 | 10194.4616 | 10205.8783 | 10270.9736 | 10450.8943 | 10491.7541 | 10625.5905 | 10966.1223 | 12043.936 | 11891.1169 | 11776.5027 | 11690.5444 | 11595.0342 | 11575.9301 | 11556.8294 | 11528.1766 | 11690.5444 | 11690.5444
153
154 | Heat Recovery Steam Generator (each)
155
156 | HRSG HP Steam | Flow, lb/h | 1068407.7321 | 701589.834 | 1083858.0046 | 1082369.0894 | 1077626.9423 | 1073663.3803 | 1067277.5534 | 1065870.3857 | 950815.9756 | 975612.4447 | 1016941.745 | 1036113.5117 | 1067352.1579 | 1065887.0527 | 1055729.7307 | 1005723.2932 | 1055996.4021 | 1059212.3318 | 1048332.7748 | 1047744.6692 | 1038579.4282 | 1035430.96 | 1027829.2386 | 979662.5161 | 707317.9509 | 716679.7827 | 708925.8364 | 701956.7453 | 712650.1878 | 687984.9116 | 703396.1357 | 685272.5621 | 701294.5114 | 677108.9261 | 695547.4259 | 680815.4994 | 649600.6632 | 571512.3018 | 580540.715 | 575452.9269 | 569291.7071 | 555378.6839 | 552264.6608 | 545956.1368 | 531548.8986 | 462572.444 | 469660.7436 | 465521.7817 | 460939.1612 | 451482.6452 | 449020.8557 | 444662.763 | 435446.41 | 401580.4952 | 398796.6366 | 399559.5072 | 400925.4043 | 403221.794 | 406835.826 | 404972.4598 | 410883.5165 | 722118.6882 | 731184.8004 | 723607.9208 | 716669.1476 | 726600.3545 | 698329.9353 | 713860.606 | 694423.6759 | 710903.0935 | 685529.8683 | 703685.9027 | 688711.7498 | 657971.4457 | 579631.2545 | 588865.2269 | 583585.6893 | 577094.8606 | 562638.0977 | 559371.6115 | 552697.7636 | 537584.878 | 466023.854 | 473424.6195 | 469178.116 | 464309.9349 | 454355.4736 | 451781.5394 | 447162.0134 | 437387.8728 | 403163.6978 | 401035.8031 | 401811.8485 | 403238.7785 | 405594.5343 | 408370.6944 | 407424.6459 | 412428.4643 | 670999.5326 | 679230.4714 | 670081.7387 | 663631.863 | 673597.5943 | 651069.8954 | 665667.8513 | 648585.1691 | 663777.5799 | 642805.1465 | 658755.9834 | 648813.7445 | 618456.6218 | 541923.2085 | 550327.1663 | 546066.7737 | 540996.3668 | 528880.4388 | 526161.7401 | 521466.5779 | 509509.0654 | 442878.6839 | 449418.7993 | 445552.2231 | 441402.5468 | 432818.2684 | 430491.3226 | 427196.6613 | 419741.2917 | 380977.5922 | 377999.8413 | 378716.5999 | 380029.2421 | 382186.5818 | 385800.455 | 383858.2779 | 389511.9491 | 680049.851 | 688680.7968 | 681771.8655 | 675628.9793 | 685307.5627 | 662367.8724 | 676721.3796 | 659686.1585 | 674696.5026 | 653472.5568 | 669384.1867 | 658797.492 | 628746.962 | 551475.0437 | 560265.1193 | 555715.4359 | 550258.1968 | 537401.7796 | 534509.1095 | 529389.0192 | 516583.7934 | 446805.6579 | 453732.2087 | 449662.375 | 445215.4712 | 436064.5161 | 433603.6791 | 430020.7587 | 421979.6645 | 382199.201 | 379217.4024 | 379944.7168 | 381255.613 | 383425.0163 | 387029.6831 | 385109.4111 | 390772.4475 | 380347.1843 | 380378.6927
157 | (at HRSG terminal point) | Pressure, psia | 2539.2904 | 1708.4982 | 2534.2343 | 2534.2184 | 2534.2663 | 2534.2924 | 2534.2779 | 2534.243 | 2238.6851 | 2297.8489 | 2399.6364 | 2450.7811 | 2534.2851 | 2534.2866 | 2517.2707 | 2403.7714 | 1323.6757 | 1327.5041 | 1314.1277 | 1313.5426 | 1302.687 | 1298.8538 | 1289.5406 | 1230.4722 | 1708.1443 | 1731.552 | 1718.3057 | 1707.7034 | 1731.2227 | 1676.4898 | 1712.6695 | 1670.024 | 1707.8426 | 1650.6905 | 1694.1409 | 1659.5393 | 1585.9457 | 1399.9858 | 1421.539 | 1409.3863 | 1394.7426 | 1361.5096 | 1354.0147 | 1339.0012 | 1304.6176 | 1138.4478 | 1155.5615 | 1145.5816 | 1134.5495 | 1111.6827 | 1105.7712 | 1095.2506 | 1073.0061 | 1020.7658 | 1020.4854 | 1020.562 | 1020.6994 | 1020.9311 | 1021.2981 | 1021.1084 | 1021.7129 | 1035.3676 | 1036.228 | 1035.508 | 1034.8543 | 1035.7913 | 1033.1548 | 1034.5916 | 1032.7969 | 1034.3156 | 1031.991 | 1033.6467 | 1032.2781 | 1029.5501 | 1023.1061 | 1023.8274 | 1023.4137 | 1022.9109 | 1021.8061 | 1021.5604 | 1021.0622 | 1019.9495 | 1015.096 | 1015.5688 | 1015.2964 | 1014.9875 | 1014.3651 | 1014.2062 | 1013.9235 | 1013.3332 | 1011.3572 | 1011.2471 | 1011.2903 | 1011.3691 | 1011.4987 | 1011.6539 | 1011.6013 | 1011.8824 | 1708.1443 | 1731.552 | 1718.3057 | 1707.7034 | 1731.2227 | 1676.4898 | 1712.6695 | 1670.024 | 1707.8426 | 1650.6905 | 1694.1409 | 1659.5393 | 1585.9457 | 1399.9858 | 1421.539 | 1409.3863 | 1394.7426 | 1361.5096 | 1354.0147 | 1339.0012 | 1304.6176 | 1138.4478 | 1155.5615 | 1145.5816 | 1134.5495 | 1111.6827 | 1105.7712 | 1095.2506 | 1073.0061 | 1020.7658 | 1020.4854 | 1020.562 | 1020.6994 | 1020.931 | 1021.2981 | 1021.1082 | 1021.7129 | 1035.3676 | 1036.2281 | 1035.5081 | 1034.8545 | 1035.7913 | 1033.1548 | 1034.5914 | 1032.7968 | 1034.3156 | 1031.991 | 1033.6467 | 1032.2781 | 1029.5501 | 1023.1061 | 1023.8275 | 1023.4137 | 1022.9109 | 1021.8061 | 1021.5606 | 1021.0622 | 1019.9495 | 1015.096 | 1015.5688 | 1015.2966 | 1014.9875 | 1014.3651 | 1014.2062 | 1013.9235 | 1013.3333 | 1011.3572 | 1011.2471 | 1011.2903 | 1011.3691 | 1011.4987 | 1011.6538 | 1011.6014 | 1011.8825 | 1000 | 999.9999
158 |  | Temperature, F | 1083.0393 | 1088.2589 | 1048.9368 | 1051.5596 | 1060.5601 | 1068.2125 | 1080.8051 | 1083.69 | 1048.1194 | 1051.8604 | 1061.0112 | 1068.5782 | 1080.8267 | 1083.6892 | 1088.8392 | 1088.7555 | 1089.2975 | 1089.3025 | 1089.2826 | 1089.2809 | 1089.2606 | 1089.2552 | 1089.2383 | 1089.1382 | 1067.6458 | 1069.9921 | 1077.0728 | 1085.6019 | 1083.3001 | 1088.2355 | 1088.262 | 1088.2308 | 1088.2571 | 1088.218 | 1088.2492 | 1088.2231 | 1088.1664 | 1088.0326 | 1088.049 | 1088.0397 | 1088.0292 | 1088.0042 | 1087.9983 | 1087.9869 | 1087.9619 | 1087.8368 | 1087.849 | 1087.8424 | 1087.833 | 1087.8163 | 1087.8116 | 1087.8033 | 1087.7866 | 1087.6881 | 1087.6768 | 1087.6802 | 1087.6858 | 1087.6966 | 1087.7122 | 1087.7045 | 1087.7308 | 1088.3392 | 1088.3773 | 1088.3451 | 1088.3163 | 1088.3581 | 1088.2405 | 1088.3052 | 1088.2249 | 1088.2924 | 1088.1887 | 1088.2625 | 1088.2018 | 1088.0809 | 1087.7931 | 1087.8258 | 1087.8075 | 1087.7835 | 1087.7358 | 1087.7243 | 1087.7031 | 1087.6512 | 1087.4361 | 1087.4577 | 1087.4451 | 1087.4318 | 1087.4041 | 1087.3965 | 1087.3834 | 1087.3567 | 1087.27 | 1087.2655 | 1087.266 | 1087.2682 | 1087.2761 | 1087.2826 | 1087.2792 | 1087.2925 | 1072.4803 | 1075.2946 | 1082.6065 | 1085 | 1085.0002 | 1085.0002 | 1085.0002 | 1085 | 1085.0002 | 1085.0002 | 1085.0002 | 1085 | 1084.9998 | 1085.0002 | 1085.0004 | 1085 | 1084.9998 | 1085.0002 | 1084.9996 | 1085 | 1085.0002 | 1085.0002 | 1085.0002 | 1085.0002 | 1085.0002 | 1085.0002 | 1085.0004 | 1085.0002 | 1085.0002 | 1085.0002 | 1085.0002 | 1085.0002 | 1085.0002 | 1085.0002 | 1085.0002 | 1085 | 1085.0002 | 1085.0002 | 1085 | 1084.9998 | 1085.0002 | 1085.0002 | 1085.0002 | 1085.0002 | 1085.0002 | 1085.0002 | 1085.0002 | 1085.0002 | 1085.0002 | 1085.0002 | 1085.0002 | 1085.0002 | 1085.0002 | 1085.0002 | 1084.9998 | 1085.0002 | 1085.0005 | 1085 | 1085.0002 | 1085.0002 | 1085.0002 | 1084.9998 | 1085.0002 | 1085.0005 | 1085.0005 | 1085.0002 | 1085.0002 | 1085.0023 | 1084.9998 | 1085.0005 | 1085.0009 | 1085.0005 | 1085.0007 | 1085.0009 | 1084.9993 | 1084.9989
159 |  | Enthalpy, Btu/lb | 1512.357 | 1538.1139 | 1490.0768 | 1491.8167 | 1497.7642 | 1502.7981 | 1511.0397 | 1512.9215 | 1498.3661 | 1499.0311 | 1501.986 | 1505.4344 | 1511.0539 | 1512.9197 | 1516.7379 | 1519.7907 | 1548.7321 | 1548.6367 | 1548.9681 | 1548.9823 | 1549.2493 | 1549.3443 | 1549.5735 | 1551.0275 | 1525.6652 | 1526.4472 | 1531.0968 | 1536.5327 | 1534.5185 | 1538.9411 | 1538.006 | 1539.1083 | 1538.1303 | 1539.6075 | 1538.4858 | 1539.3788 | 1541.2708 | 1546.0253 | 1545.4772 | 1545.7863 | 1546.159 | 1547.0025 | 1547.1926 | 1547.573 | 1548.4436 | 1552.6263 | 1552.1973 | 1552.4475 | 1552.7239 | 1553.2966 | 1553.444 | 1553.7072 | 1554.2626 | 1555.5322 | 1555.5326 | 1555.5326 | 1555.5322 | 1555.5326 | 1555.5322 | 1555.5326 | 1555.5322 | 1555.5326 | 1555.5322 | 1555.5322 | 1555.5326 | 1555.5326 | 1555.5322 | 1555.5326 | 1555.5326 | 1555.5326 | 1555.5322 | 1555.5326 | 1555.5326 | 1555.5326 | 1555.5322 | 1555.5326 | 1555.5326 | 1555.5317 | 1555.5326 | 1555.5326 | 1555.533 | 1555.5317 | 1555.5326 | 1555.5326 | 1555.5326 | 1555.5326 | 1555.5326 | 1555.5326 | 1555.5322 | 1555.5317 | 1555.5326 | 1555.533 | 1555.5322 | 1555.5313 | 1555.5326 | 1555.5326 | 1555.5317 | 1555.5322 | 1528.5925 | 1529.6626 | 1534.4428 | 1536.1694 | 1535.5465 | 1536.9953 | 1536.0383 | 1537.166 | 1536.166 | 1537.6767 | 1536.5284 | 1537.4428 | 1539.3818 | 1544.245 | 1543.684 | 1544.0004 | 1544.3813 | 1545.245 | 1545.4389 | 1545.8289 | 1546.7192 | 1550.9982 | 1550.5593 | 1550.8151 | 1551.098 | 1551.6835 | 1551.8349 | 1552.1036 | 1552.6719 | 1554.0042 | 1554.0111 | 1554.0094 | 1554.006 | 1553.9999 | 1553.9905 | 1553.9952 | 1553.9802 | 1553.6324 | 1553.6104 | 1553.6285 | 1553.6452 | 1553.6216 | 1553.6887 | 1553.6521 | 1553.6977 | 1553.659 | 1553.7183 | 1553.6762 | 1553.711 | 1553.7802 | 1553.9445 | 1553.9264 | 1553.9367 | 1553.9496 | 1553.9776 | 1553.984 | 1553.9969 | 1554.0249 | 1554.1487 | 1554.1366 | 1554.1435 | 1554.1513 | 1554.1672 | 1554.1715 | 1554.1783 | 1554.1934 | 1554.2437 | 1554.2476 | 1554.245 | 1554.2437 | 1554.2403 | 1554.2364 | 1554.2377 | 1554.2304 | 1554.5322 | 1554.5317
160 | HP Steam Desuperheating Flow | Flow, lb/h | 0 | 5418.0487 | 0 | 0 | 0 | 0 | 0 | 0 | 0 | 0 | 0 | 0 | 0 | 0 | 862.2517 | 20468.9166 | 55169.4333 | 56751.4612 | 62822.4492 | 69158.3943 | 79560.2921 | 81367.7049 | 85021.3408 | 94506.27 | 0 | 0 | 0 | 0 | 0 | 7738.3016 | 3875.4231 | 10012.4782 | 5593.6336 | 15146.4973 | 9216.6229 | 17971.4519 | 20710.3811 | 23590.7335 | 23198.933 | 24283.9204 | 25669.2226 | 27640.9002 | 28069.0744 | 30287.4469 | 33176.847 | 31801.4815 | 31662.7251 | 31597.7319 | 31777.9414 | 32120.0586 | 32026.6363 | 33329.572 | 35221.518 | 22420.4034 | 20443.2891 | 20396.828 | 20266.0796 | 20009.464 | 21918.0612 | 19757.6104 | 21366.2657 | 7116.0295 | 10998.3686 | 15573.8461 | 21301.5106 | 21696.2398 | 28352.5 | 27662.9879 | 30101.0864 | 28963.741 | 33881.6769 | 31473.7297 | 37681.0217 | 35456.1333 | 29703.2461 | 29967.1634 | 30661.1836 | 31584.2078 | 32665.0602 | 32910.7154 | 34779.3118 | 36906.389 | 32480.8903 | 32547.7883 | 32413.278 | 32423.7068 | 32484.2872 | 32333.4512 | 33521.8055 | 35174.1045 | 22162.6448 | 20262.8018 | 20208.4199 | 20090.8226 | 19839.9372 | 21625.937 | 19612.8062 | 21105.8246 | 0 | 0 | 0 | 4614.0766 | 3196.9254 | 13662.7568 | 10392.6198 | 15785.6911 | 11990.2432 | 20608.165 | 15329.4926 | 23525.1768 | 25417.1308 | 26649.343 | 26401.6879 | 27427.6663 | 28756.4357 | 30592.9999 | 30994.7927 | 33205.8714 | 36032.453 | 33969.3451 | 33876.4308 | 33775.5163 | 33935.1858 | 34230.4132 | 34118.0382 | 35456.7682 | 37391.8261 | 23729.0375 | 21706.105 | 21663.9456 | 21539.0227 | 21293.7883 | 23232.2986 | 21050.4348 | 22680.7254 | 11362.3433 | 15327.0957 | 19724.0225 | 25275.0013 | 25830.9556 | 32328.0543 | 31820.0612 | 34086.9186 | 33124.6398 | 37884.6285 | 35625.7236 | 41844.7777 | 39220.5489 | 32502.2161 | 32850.1905 | 33532.3533 | 34443.2186 | 35467.0938 | 35704.3757 | 37613.6396 | 39738.8437 | 34715.8504 | 34817.2252 | 34658.3176 | 34646.4206 | 34673.3655 | 34506.5133 | 35741.4161 | 37447.4462 | 23557.5187 | 21524.713 | 21470.6168 | 21351.202 | 21100.6817 | 23013.7313 | 20874.1142 | 22493.3412 | 21752.7329 | 21753.6694
161 | (from HP Feedwater) | Temperature, F | 338.5906 | 328.3736 | 338.3197 | 338.4372 | 338.4439 | 338.5967 | 338.3688 | 338.3526 | 333.3121 | 334.5336 | 336.2144 | 337.2089 | 338.3715 | 338.3526 | 338.0486 | 334.776 | 291.1894 | 234.9185 | 234.9185 | 234.9185 | 290.9869 | 291.2569 | 292.0224 | 289.845 | 329.7708 | 329.8406 | 329.1575 | 328.3477 | 329.2369 | 326.8555 | 328.3367 | 326.5111 | 328.1275 | 325.7535 | 327.5985 | 326.4102 | 323.4727 | 312.1558 | 313.5281 | 312.9436 | 312.6457 | 312.2667 | 312.1387 | 311.7391 | 310.6927 | 300.5582 | 301.5608 | 300.1271 | 299.8197 | 300.0652 | 300.0133 | 299.8098 | 299.1888 | 293.392 | 293.455 | 293.8721 | 293.6354 | 295.2711 | 295.6856 | 296.2116 | 297.3835 | 301.8261 | 301.4038 | 299.2032 | 297.0426 | 297.4496 | 296.9501 | 297.9797 | 296.8423 | 298.0123 | 296.4871 | 297.9867 | 297.3943 | 295.5745 | 288.2363 | 288.0338 | 287.1414 | 285.1605 | 285.4927 | 285.7852 | 285.8018 | 285.5291 | 275.6044 | 275.7758 | 277.0214 | 275.2678 | 275.203 | 275.484 | 275.8921 | 275.9733 | 274.5658 | 272.611 | 272.0718 | 272.0255 | 272.9611 | 273.4608 | 274.5797 | 276.1407 | 329.7715 | 329.8451 | 329.1642 | 328.3515 | 329.2416 | 326.8607 | 328.3434 | 326.5165 | 328.1324 | 325.76 | 327.6052 | 326.417 | 323.4798 | 312.1563 | 313.531 | 312.9393 | 312.6481 | 312.2721 | 312.1434 | 311.7438 | 310.7008 | 300.5595 | 301.5622 | 300.13 | 299.8279 | 300.0735 | 300.0148 | 299.8177 | 299.197 | 293.3935 | 293.4588 | 293.8762 | 293.6412 | 295.2784 | 295.6798 | 296.2191 | 297.3904 | 301.8268 | 301.4155 | 299.2073 | 297.0414 | 297.4622 | 296.9582 | 297.9887 | 296.8513 | 298.0202 | 296.4969 | 297.9966 | 297.4114 | 295.5846 | 288.2444 | 288.0401 | 287.1477 | 285.1669 | 285.5028 | 285.795 | 285.8106 | 285.5395 | 275.6172 | 275.7828 | 277.0333 | 275.2759 | 275.2147 | 275.4955 | 275.9043 | 275.9841 | 274.5676 | 272.6107 | 272.079 | 272.0217 | 272.9683 | 273.4615 | 274.5842 | 276.1441 | 299.6946 | 299.6908
162 | STG Throttle Temperature Setpoint | Temperature, F | <= 1085 F | <= 1085 F | <= 1085 F | <= 1085 F | <= 1085 F | <= 1085 F | <= 1085 F | <= 1085 F | <= 1085 F | <= 1085 F | <= 1085 F | <= 1085 F | <= 1085 F | <= 1085 F | <= 1085 F | <= 1085 F | <= 1085 F | <= 1085 F | <= 1085 F | <= 1085 F | <= 1085 F | <= 1085 F | <= 1085 F | <= 1085 F | <= 1085 F | <= 1085 F | <= 1085 F | <= 1085 F | <= 1085 F | <= 1085 F | <= 1085 F | <= 1085 F | <= 1085 F | <= 1085 F | <= 1085 F | <= 1085 F | <= 1085 F | <= 1085 F | <= 1085 F | <= 1085 F | <= 1085 F | <= 1085 F | <= 1085 F | <= 1085 F | <= 1085 F | <= 1085 F | <= 1085 F | <= 1085 F | <= 1085 F | <= 1085 F | <= 1085 F | <= 1085 F | <= 1085 F | <= 1085 F | <= 1085 F | <= 1085 F | <= 1085 F | <= 1085 F | <= 1085 F | <= 1085 F | <= 1085 F | <= 1085 F | <= 1085 F | <= 1085 F | <= 1085 F | <= 1085 F | <= 1085 F | <= 1085 F | <= 1085 F | <= 1085 F | <= 1085 F | <= 1085 F | <= 1085 F | <= 1085 F | <= 1085 F | <= 1085 F | <= 1085 F | <= 1085 F | <= 1085 F | <= 1085 F | <= 1085 F | <= 1085 F | <= 1085 F | <= 1085 F | <= 1085 F | <= 1085 F | <= 1085 F | <= 1085 F | <= 1085 F | <= 1085 F | <= 1085 F | <= 1085 F | <= 1085 F | <= 1085 F | <= 1085 F | <= 1085 F | <= 1085 F | <= 1085 F | <= 1085 F | <= 1085 F | <= 1085 F | <= 1085 F | <= 1085 F | <= 1085 F | <= 1085 F | <= 1085 F | <= 1085 F | <= 1085 F | <= 1085 F | <= 1085 F | <= 1085 F | <= 1085 F | <= 1085 F | <= 1085 F | <= 1085 F | <= 1085 F | <= 1085 F | <= 1085 F | <= 1085 F | <= 1085 F | <= 1085 F | <= 1085 F | <= 1085 F | <= 1085 F | <= 1085 F | <= 1085 F | <= 1085 F | <= 1085 F | <= 1085 F | <= 1085 F | <= 1085 F | <= 1085 F | <= 1085 F | <= 1085 F | <= 1085 F | <= 1085 F | <= 1085 F | <= 1085 F | <= 1085 F | <= 1085 F | <= 1085 F | <= 1085 F | <= 1085 F | <= 1085 F | <= 1085 F | <= 1085 F | <= 1085 F | <= 1085 F | <= 1085 F | <= 1085 F | <= 1085 F | <= 1085 F | <= 1085 F | <= 1085 F | <= 1085 F | <= 1085 F | <= 1085 F | <= 1085 F | <= 1085 F | <= 1085 F | <= 1085 F | <= 1085 F | <= 1085 F | <= 1085 F | <= 1085 F | <= 1085 F | <= 1085 F | <= 1085 F | <= 1085 F | <= 1085 F | <= 1085 F | <= 1085 F | <= 1085 F | <= 1085 F
163
164 | HPEV Exit | Flow, lb/h | 1068410.9067 | 696171.802 | 1083861.9729 | 1082369.0894 | 1077623.7676 | 1073657.8247 | 1067272.7914 | 1065877.5287 | 950815.1819 | 975610.8573 | 1016940.9513 | 1036121.4484 | 1067352.1579 | 1065889.4337 | 1054874.16 | 985249.9162 | 1000827.1751 | 1002464.5055 | 985509.4446 | 978586.3066 | 959019.2949 | 954063.6519 | 942807.8978 | 885156.0874 | 707317.7922 | 716679.7827 | 708925.8364 | 701956.1897 | 712650.1878 | 680246.6005 | 699520.6706 | 675260.084 | 695701.4762 | 661960.8811 | 686330.5967 | 662844.0713 | 628902.9172 | 547921.5683 | 557341.7344 | 551169.0065 | 543622.4448 | 527737.7996 | 524195.5943 | 515668.6979 | 498372.0436 | 430770.9307 | 437997.9629 | 433924.0816 | 429161.2198 | 419362.6343 | 416994.5766 | 411333.2069 | 400224.9158 | 379160.0998 | 378353.3396 | 379162.6396 | 380659.3326 | 383212.3142 | 384917.5823 | 385214.8892 | 389517.1873 | 715002.6896 | 720186.3525 | 708034.0747 | 695367.4227 | 704904.0988 | 669977.5305 | 686197.5784 | 664322.5101 | 681939.5668 | 651648.0802 | 672212.2524 | 651030.7677 | 622515.3442 | 549927.9529 | 558898.0317 | 552924.5137 | 545510.6527 | 529973.0771 | 526460.8723 | 517918.4994 | 500678.5128 | 433542.9637 | 440876.8232 | 436764.7666 | 431886.2678 | 421871.2499 | 419448.112 | 413640.1524 | 402213.7604 | 381000.9259 | 380772.9854 | 381603.5556 | 383147.8686 | 385754.6606 | 386744.678 | 387811.7603 | 391322.6953 | 670999.5326 | 679230.4714 | 670081.8974 | 659017.8134 | 670400.6332 | 637407.1941 | 655275.2077 | 632799.4938 | 651787.3684 | 622196.9259 | 643426.4273 | 625288.5677 | 593039.5069 | 515273.8496 | 523925.5102 | 518639.0677 | 512239.9866 | 498287.5183 | 495166.9871 | 488260.6748 | 473476.6839 | 408909.3547 | 415542.3288 | 411776.7068 | 407467.3451 | 398587.9028 | 396373.3399 | 391739.8455 | 382349.4418 | 357248.5229 | 356293.7442 | 357052.6464 | 358490.2115 | 360892.7935 | 362568.1405 | 362807.8273 | 366831.2316 | 668687.5077 | 673353.6218 | 662047.8668 | 650354.0098 | 659476.631 | 630039.7626 | 644901.3739 | 625599.1287 | 641571.8708 | 615587.9204 | 633758.479 | 616952.7064 | 589526.3497 | 518972.8831 | 527414.9368 | 522183.0191 | 515815.0496 | 501934.6461 | 498804.7496 | 491775.34 | 476844.9179 | 412089.8076 | 418915.0073 | 415004.0653 | 410569.0665 | 401391.1268 | 399097.1975 | 394279.3347 | 384532.1787 | 358641.7221 | 357692.8165 | 358474.1001 | 359904.4428 | 362324.4061 | 364016.0232 | 364235.3128 | 368279.1936 | 358594.499 | 358624.9757
165 |  | Pressure, psia | 2661.5818 | 1793.5657 | 2657.2264 | 2656.6796 | 2656.7564 | 2656.3721 | 2656.3416 | 2656.3779 | 2347.4083 | 2409.1335 | 2515.8914 | 2569.0275 | 2656.3808 | 2656.3866 | 2638.5266 | 2518.8139 | 1561.2907 | 1564.76 | 1547.6775 | 1544.7767 | 1529.3099 | 1524.3394 | 1512.5116 | 1441.9455 | 1794.9697 | 1819.0547 | 1805.1528 | 1793.9269 | 1818.2468 | 1760.1128 | 1798.191 | 1752.9958 | 1792.8623 | 1731.9711 | 1778.0177 | 1740.4587 | 1663.6351 | 1469.8212 | 1492.3833 | 1479.4749 | 1463.8819 | 1428.7423 | 1420.8209 | 1404.6312 | 1368.0183 | 1194.349 | 1212.3337 | 1201.8741 | 1190.2504 | 1166.168 | 1159.9639 | 1148.6245 | 1124.8103 | 1069.9115 | 1069.3987 | 1069.6661 | 1070.1523 | 1070.9828 | 1071.8043 | 1071.6272 | 1073.3056 | 1188.9002 | 1191.8516 | 1186.9262 | 1181.9535 | 1186.3259 | 1171.3318 | 1178.4993 | 1169.0123 | 1176.7236 | 1163.8317 | 1172.6341 | 1163.9418 | 1151.3279 | 1121.0162 | 1124.5967 | 1122.2845 | 1119.4326 | 1113.4743 | 1112.1433 | 1109.0431 | 1102.7417 | 1078.7591 | 1081.2269 | 1079.8347 | 1078.1945 | 1074.8853 | 1074.0819 | 1072.2797 | 1068.7383 | 1061.403 | 1061.212 | 1061.4545 | 1061.9041 | 1062.6621 | 1063.075 | 1063.26 | 1064.411 | 1786.5735 | 1810.4728 | 1796.2185 | 1784.044 | 1808.5989 | 1750.1966 | 1788.063 | 1743.1579 | 1782.8054 | 1722.7366 | 1768.1653 | 1731.8188 | 1655.2418 | 1461.731 | 1484.1408 | 1471.4398 | 1456.1238 | 1421.4383 | 1413.617 | 1397.84 | 1361.8528 | 1188.753 | 1206.5979 | 1196.2081 | 1184.6958 | 1160.8405 | 1154.6852 | 1143.6097 | 1120.2553 | 1064.2243 | 1063.6865 | 1063.9322 | 1064.3879 | 1065.1536 | 1065.9417 | 1065.7556 | 1067.3072 | 1170.6874 | 1173.339 | 1168.8703 | 1164.4045 | 1168.4983 | 1156.0976 | 1162.5474 | 1154.318 | 1161.19 | 1150.3168 | 1157.9677 | 1151.2121 | 1139.3074 | 1110.5105 | 1113.8002 | 1111.8195 | 1109.4198 | 1104.2099 | 1103.0493 | 1100.5564 | 1095.2009 | 1072.6155 | 1074.8566 | 1073.5675 | 1072.1089 | 1069.1473 | 1068.4062 | 1066.9496 | 1063.9946 | 1055.5584 | 1055.1809 | 1055.4006 | 1055.803 | 1056.4815 | 1057.0729 | 1057.0184 | 1058.2767 | 1044.6596 | 1044.6674
166 |  | Temperature, F | 677.4582 | 620.5755 | 677.2143 | 677.1835 | 677.1879 | 677.1663 | 677.1646 | 677.1666 | 658.9182 | 662.7191 | 669.105 | 672.1983 | 677.1668 | 677.167 | 676.1628 | 669.2765 | 601.6309 | 601.9295 | 600.4539 | 600.202 | 598.8531 | 598.4172 | 597.3759 | 591.0282 | 620.6841 | 622.535 | 621.469 | 620.6036 | 622.4733 | 617.9702 | 620.9328 | 617.4111 | 620.5213 | 615.7483 | 619.3695 | 616.4215 | 610.2322 | 593.5638 | 595.589 | 594.4332 | 593.0265 | 589.8139 | 589.0811 | 587.5738 | 584.1151 | 566.6635 | 568.5579 | 567.4588 | 566.2287 | 563.6505 | 562.9798 | 561.7467 | 559.126 | 552.9193 | 552.8602 | 552.891 | 552.9472 | 553.0428 | 553.1374 | 553.1169 | 553.3101 | 566.0852 | 566.3988 | 565.8753 | 565.345 | 565.8112 | 564.2067 | 564.9757 | 563.9572 | 564.7856 | 563.3983 | 564.3468 | 563.4102 | 562.0415 | 558.7047 | 559.1025 | 558.8458 | 558.5286 | 557.8637 | 557.7148 | 557.3676 | 556.6597 | 553.9359 | 554.2182 | 554.059 | 553.8711 | 553.4917 | 553.3993 | 553.1922 | 552.7841 | 551.9358 | 551.9134 | 551.9415 | 551.9937 | 552.0816 | 552.1294 | 552.1509 | 552.2841 | 620.0343 | 621.8778 | 620.7805 | 619.8379 | 621.7338 | 617.1904 | 620.1496 | 616.635 | 619.7418 | 615.013 | 618.6009 | 615.7362 | 609.5428 | 592.8316 | 594.8519 | 593.71 | 592.3225 | 589.1383 | 588.412 | 586.9377 | 583.5254 | 566.0695 | 567.9561 | 566.8603 | 565.6377 | 563.0747 | 562.4069 | 561.1982 | 558.6201 | 552.2626 | 552.2002 | 552.2288 | 552.2815 | 552.3699 | 552.4612 | 552.4396 | 552.6189 | 564.1374 | 564.4225 | 563.9419 | 563.4601 | 563.9018 | 562.5604 | 563.2594 | 562.3669 | 563.1125 | 561.9313 | 562.7635 | 562.0289 | 560.7264 | 557.5321 | 557.9002 | 557.6787 | 557.4099 | 556.8249 | 556.6942 | 556.4133 | 555.8081 | 553.2307 | 553.4883 | 553.3401 | 553.1724 | 552.8313 | 552.7458 | 552.5776 | 552.236 | 551.2566 | 551.2125 | 551.2381 | 551.2851 | 551.3639 | 551.4328 | 551.4264 | 551.5727 | 549.982 | 549.9833
167 |  | Enthalpy, Btu/lb | 1072.6024 | 1151.1132 | 1073.1548 | 1073.2245 | 1073.2146 | 1073.2632 | 1073.267 | 1073.2623 | 1107.0033 | 1100.9827 | 1089.7889 | 1083.8078 | 1073.2619 | 1073.2615 | 1075.497 | 1089.4673 | 1165.5297 | 1165.3289 | 1166.3143 | 1166.4807 | 1167.3629 | 1167.6449 | 1168.3117 | 1172.1918 | 1151.0199 | 1149.4064 | 1150.3406 | 1151.0891 | 1149.461 | 1153.3144 | 1150.8054 | 1153.777 | 1151.1601 | 1155.1321 | 1152.1416 | 1154.587 | 1159.4218 | 1170.6789 | 1169.4355 | 1170.1492 | 1171.0035 | 1172.8986 | 1173.3199 | 1174.1746 | 1176.0744 | 1184.4626 | 1183.6427 | 1184.1208 | 1184.6479 | 1185.7248 | 1185.9987 | 1186.4957 | 1187.5249 | 1189.8172 | 1189.8379 | 1189.8271 | 1189.8073 | 1189.7734 | 1189.7398 | 1189.7471 | 1189.6788 | 1184.7089 | 1184.5756 | 1184.7979 | 1185.021 | 1184.825 | 1185.4957 | 1185.1758 | 1185.5984 | 1185.2553 | 1185.828 | 1185.4376 | 1185.8233 | 1186.3779 | 1187.687 | 1187.5339 | 1187.6328 | 1187.754 | 1188.0073 | 1188.0636 | 1188.1947 | 1188.4595 | 1189.4552 | 1189.3538 | 1189.4109 | 1189.4784 | 1189.6143 | 1189.647 | 1189.7205 | 1189.8649 | 1190.162 | 1190.1698 | 1190.1603 | 1190.1418 | 1190.1113 | 1190.0945 | 1190.0872 | 1190.0404 | 1151.5771 | 1149.9838 | 1150.9369 | 1151.7443 | 1150.1098 | 1153.958 | 1151.4782 | 1154.4128 | 1151.826 | 1155.7219 | 1152.7882 | 1155.142 | 1159.9369 | 1171.1208 | 1169.8921 | 1170.5903 | 1171.4257 | 1173.2872 | 1173.7012 | 1174.5305 | 1176.3899 | 1184.7154 | 1183.9054 | 1184.3783 | 1184.8981 | 1185.96 | 1186.2308 | 1186.7141 | 1187.7192 | 1190.0481 | 1190.0696 | 1190.0597 | 1190.0416 | 1190.0103 | 1189.9784 | 1189.9858 | 1189.923 | 1185.524 | 1185.4062 | 1185.6049 | 1185.8026 | 1185.6212 | 1186.1685 | 1185.8847 | 1186.2467 | 1185.9445 | 1186.4217 | 1186.0864 | 1186.3826 | 1186.9011 | 1188.1328 | 1187.9935 | 1188.0773 | 1188.1788 | 1188.3981 | 1188.4471 | 1188.5515 | 1188.7751 | 1189.7067 | 1189.6152 | 1189.668 | 1189.7274 | 1189.8482 | 1189.8783 | 1189.9376 | 1190.0575 | 1190.3976 | 1190.4127 | 1190.4041 | 1190.3877 | 1190.3606 | 1190.3366 | 1190.3391 | 1190.2884 | 1190.8331 | 1190.8327
168 | HPEV Blowdown | Flow, lb/h | 0 | 0 | 5419.3083 | 5411.8462 | 5388.1204 | 5368.2907 | 5336.3624 | 5329.3868 | 4754.0751 | 4878.0543 | 5084.7063 | 5180.6072 | 5336.7616 | 5329.4448 | 5274.3716 | 4926.2488 | 5004.1351 | 5012.3241 | 4927.5472 | 4892.9323 | 4795.0949 | 4770.3183 | 4714.0387 | 4425.7812 | 3536.5886 | 3583.3989 | 3544.6292 | 3509.7809 | 3563.2509 | 3401.233 | 3497.603 | 3376.3 | 3478.5074 | 3309.8044 | 3431.6526 | 3314.2204 | 3144.5142 | 2739.6078 | 2786.7087 | 2755.8446 | 2718.1122 | 2638.6894 | 2620.978 | 2578.3431 | 2491.8606 | 2153.8547 | 2189.9894 | 2169.62 | 2145.8061 | 2096.8132 | 2084.9733 | 2056.6656 | 2001.1242 | 1895.8001 | 1891.7667 | 1895.8136 | 1903.2971 | 1916.0616 | 1924.5879 | 1926.0744 | 1947.5859 | 3575.0131 | 3600.9318 | 3540.1704 | 3476.8375 | 3524.5201 | 3349.8877 | 3430.9883 | 3321.6126 | 3409.6974 | 3258.24 | 3361.0617 | 3255.1534 | 3112.5763 | 2749.6398 | 2794.4906 | 2764.6226 | 2727.5537 | 2649.865 | 2632.3044 | 2589.5925 | 2503.3926 | 2167.7152 | 2204.3841 | 2183.8242 | 2159.4309 | 2109.3562 | 2097.2402 | 2068.2008 | 2011.0688 | 1905.0042 | 1903.8653 | 1908.0178 | 1915.7393 | 1928.7729 | 1933.7238 | 1939.0588 | 1956.6131 | 3354.9973 | 3396.152 | 3350.4091 | 3295.0891 | 3352.0028 | 3187.0356 | 3276.376 | 3163.9971 | 3258.9368 | 3110.985 | 3217.1321 | 3126.4424 | 2965.1975 | 2576.3692 | 2619.6272 | 2593.1949 | 2561.1999 | 2491.4376 | 2475.8349 | 2441.3034 | 2367.383 | 2044.5472 | 2077.712 | 2058.8839 | 2037.3367 | 1992.9391 | 1981.8667 | 1958.6996 | 1911.7472 | 1786.2426 | 1781.4687 | 1785.2632 | 1792.4507 | 1804.4636 | 1812.8407 | 1814.0391 | 1834.1562 | 3343.4375 | 3366.7681 | 3310.2393 | 3251.77 | 3297.3828 | 3150.1992 | 3224.5069 | 3127.9956 | 3207.859 | 3077.94 | 3168.7924 | 3084.7639 | 2947.6321 | 2594.864 | 2637.0751 | 2610.9151 | 2579.0756 | 2509.6736 | 2494.0234 | 2458.8767 | 2384.2246 | 2060.449 | 2094.575 | 2075.0199 | 2052.8457 | 2006.9552 | 1995.486 | 1971.3967 | 1922.6609 | 1793.2086 | 1788.4641 | 1792.3705 | 1799.5222 | 1811.6216 | 1820.0797 | 1821.1766 | 1841.396 | 1792.9721 | 1793.1245
169 | HPEV Pinch | Temperature, F | 15.3005 | 12.8416 | 14.67 | 14.6414 | 14.7415 | 14.9206 | 15.2424 | 15.3295 | 13.9441 | 14.108 | 14.4976 | 14.7775 | 15.2442 | 15.329 | 15.4942 | 15.646 | 18.6952 | 18.7618 | 18.6595 | 18.7972 | 18.8597 | 18.8825 | 18.9567 | 18.7047 | 12.4434 | 12.521 | 12.5305 | 12.5915 | 12.7179 | 12.5957 | 12.8282 | 12.5993 | 12.8453 | 12.5968 | 12.8934 | 12.8549 | 12.6218 | 11.1604 | 11.2473 | 11.1998 | 11.1839 | 11.1528 | 11.1497 | 11.1487 | 11.149 | 9.6793 | 9.7742 | 9.7398 | 9.7324 | 9.724 | 9.7304 | 9.7312 | 9.752 | 8.7777 | 8.7757 | 8.8171 | 8.9071 | 9.0972 | 9.1631 | 9.2659 | 9.5515 | 14.9936 | 15.0853 | 14.953 | 14.8626 | 15.0788 | 14.6633 | 15.0187 | 14.6299 | 15.0109 | 14.5568 | 15.001 | 14.8606 | 14.4216 | 12.337 | 12.4913 | 12.4099 | 12.3446 | 12.2207 | 12.2018 | 12.1511 | 12.0487 | 10.0613 | 10.2004 | 10.1399 | 10.1007 | 10.0321 | 10.0192 | 9.9895 | 9.9484 | 8.8387 | 8.8391 | 8.8814 | 8.9753 | 9.1703 | 9.2288 | 9.34 | 9.6138 | 11.8372 | 11.8962 | 11.8746 | 11.8512 | 11.9914 | 11.8348 | 12.0508 | 11.8445 | 12.067 | 11.8724 | 12.123 | 12.1615 | 11.9356 | 10.5428 | 10.6259 | 10.5944 | 10.5912 | 10.5838 | 10.5867 | 10.6076 | 10.6387 | 9.2504 | 9.3353 | 9.3053 | 9.3037 | 9.3047 | 9.3098 | 9.329 | 9.3762 | 8.3412 | 8.3347 | 8.3745 | 8.4584 | 8.6393 | 8.708 | 8.7993 | 9.0733 | 14.1719 | 14.2582 | 14.137 | 14.0517 | 14.2573 | 13.9268 | 14.2522 | 13.9079 | 14.2601 | 13.8744 | 14.2686 | 14.1964 | 13.7648 | 11.7425 | 11.887 | 11.8174 | 11.7707 | 11.6636 | 11.6489 | 11.6217 | 11.554 | 9.6286 | 9.7623 | 9.7 | 9.6714 | 9.6122 | 9.5972 | 9.5863 | 9.5713 | 8.3943 | 8.3815 | 8.4238 | 8.5095 | 8.69 | 8.7631 | 8.8519 | 9.1274 | 8.5063 | 8.5091
170 | HPEV Approach | Temperature, F | 45.8555 | 6.2656 | 41.171 | 40.934 | 42.4427 | 43.2868 | 45.5395 | 46.0611 | 24.2597 | 27.8503 | 35.5838 | 38.9777 | 45.5452 | 46.0631 | 46.2971 | 45.0812 | 16.6297 | 17.8483 | 17.8745 | 18.2273 | 17.4474 | 17.4901 | 17.5765 | 17.2107 | 4.3468 | 5.0161 | 5.3125 | 5.7983 | 6.1542 | 5.8559 | 6.453 | 5.877 | 6.4683 | 5.7303 | 6.4193 | 6.0818 | 4.8377 | 1.9978 | 2.3042 | 2.1544 | 1.978 | 1.5637 | 1.474 | 1.328 | 0.94608 | 0 | 0 | 0 | 0 | 0 | 0 | 0 | 0 | 0 | 0 | 0 | 0 | 0 | 0 | 0 | 0 | 0 | 0 | 0 | 0 | 0 | 0 | 0 | 0 | 0 | 0 | 0 | 0 | 0 | 0 | 0 | 0 | 0 | 0 | 0 | 0 | 0 | 0 | 0 | 0 | 0 | 0 | 0 | 0 | 0 | 0 | 0 | 0 | 0 | 0 | 0 | 0 | 0 | 2.4406 | 3.017 | 3.1815 | 3.3707 | 3.7606 | 3.3314 | 3.8489 | 3.3426 | 3.865 | 3.3104 | 3.8302 | 3.7352 | 2.5954 | 0.07308 | 0.32076 | 0.21834 | 0.1026 | 0 | 0 | 0 | 0 | 0 | 0 | 0 | 0 | 0 | 0 | 0 | 0 | 0 | 0 | 0 | 0 | 0 | 0 | 0 | 0 | 0 | 0 | 0 | 0 | 0 | 0 | 0 | 0 | 0 | 0 | 0 | 0 | 0 | 0 | 0 | 0 | 0 | 0 | 0 | 0 | 0 | 0 | 0 | 0 | 0 | 0 | 0 | 0 | 0 | 0 | 0 | 0 | 0 | 0 | 0 | 0 | 0 | 0 | 0
171
172 | HPEC4 Outlet | Flow, lb/h | 1068410.9067 | 696171.802 | 1089281.1161 | 1087781.0896 | 1083011.9579 | 1079026.1733 | 1072608.5998 | 1071206.9878 | 955569.234 | 980488.7211 | 1022025.9617 | 1041302.4921 | 1072688.7599 | 1071218.0991 | 1060148.8562 | 990176.1936 | 1005831.2316 | 1007477.2924 | 990437.3093 | 983479.2501 | 963813.8239 | 958834.371 | 947521.473 | 889582.3559 | 710854.2831 | 720263.1792 | 712470.5021 | 705465.9341 | 716213.4253 | 683647.8509 | 703018.2719 | 678636.4133 | 699179.9503 | 665270.7014 | 689762.1651 | 666158.2568 | 632047.4171 | 550661.2198 | 560128.4502 | 553924.8488 | 546340.6674 | 530376.4969 | 526816.5929 | 518246.9973 | 500863.9129 | 432924.7782 | 440188.0016 | 436093.723 | 431307.0513 | 421459.4173 | 419079.534 | 413389.8305 | 402226.0622 | 381055.8475 | 380245.1983 | 381058.4666 | 382562.6995 | 385128.3797 | 386842.1401 | 387140.9549 | 391464.8406 | 718577.594 | 723787.289 | 711574.2958 | 698844.3094 | 708428.5261 | 673327.3515 | 689628.6707 | 667644.156 | 685349.3095 | 654906.3123 | 675573.3434 | 654285.9045 | 625627.8594 | 552677.6045 | 561692.6048 | 555689.0862 | 548238.2405 | 532622.9651 | 529093.2203 | 520508.0689 | 503181.9697 | 435710.7004 | 443081.2272 | 438948.6146 | 434045.671 | 423980.5728 | 421545.2918 | 415708.2841 | 404224.7482 | 382905.8802 | 382676.9079 | 383511.6051 | 385063.696 | 387683.4248 | 388678.4423 | 389750.8422 | 393279.2377 | 674354.5124 | 682626.5631 | 673432.3533 | 662312.8715 | 673752.597 | 640594.3138 | 658551.6147 | 635963.5179 | 655046.2354 | 625307.9331 | 646643.5475 | 628414.972 | 596004.7179 | 517850.2443 | 526545.0802 | 521232.2087 | 514801.1429 | 500778.9114 | 497642.8244 | 490702.0671 | 475844.0272 | 410953.9145 | 417620.0638 | 413835.632 | 409504.6826 | 400580.7951 | 398355.2003 | 393698.5308 | 384261.2215 | 359034.8242 | 358075.2041 | 358837.916 | 360282.624 | 362697.2698 | 364381.0296 | 364621.8275 | 368665.3909 | 672030.9794 | 676720.4272 | 665358.1633 | 653605.7338 | 662773.9907 | 633189.9769 | 648125.8752 | 628727.1998 | 644779.7051 | 618665.8318 | 636927.265 | 620037.4433 | 592474.0207 | 521567.7702 | 530052.0468 | 524793.9382 | 518394.1428 | 504444.2936 | 501298.7619 | 494234.2722 | 479229.1663 | 414150.2407 | 421009.5681 | 417079.1019 | 412621.9598 | 403398.067 | 401092.7089 | 396250.7187 | 386454.8317 | 360434.9283 | 359481.3401 | 360266.4333 | 361703.9189 | 364136.0253 | 365836.1347 | 366056.5354 | 370120.5753 | 360387.4672 | 360418.1026
173 |  | Pressure, psia | 2661.5818 | 1793.5657 | 2657.2264 | 2656.6796 | 2656.7564 | 2656.3721 | 2656.3416 | 2656.3779 | 2347.4083 | 2409.1335 | 2515.8914 | 2569.0275 | 2656.3808 | 2656.3866 | 2638.5266 | 2518.8139 | 1561.2907 | 1564.76 | 1547.6775 | 1544.7767 | 1529.3099 | 1524.3394 | 1512.5116 | 1441.9455 | 1794.9697 | 1819.0547 | 1805.1528 | 1793.9269 | 1818.2468 | 1760.1128 | 1798.191 | 1752.9958 | 1792.8623 | 1731.9711 | 1778.0177 | 1740.4587 | 1663.6351 | 1469.8212 | 1492.3833 | 1479.4749 | 1463.8819 | 1428.7423 | 1420.8209 | 1404.6312 | 1368.0183 | 1194.349 | 1212.3337 | 1201.8741 | 1190.2504 | 1166.168 | 1159.9639 | 1148.6245 | 1124.8103 | 1069.9115 | 1069.3987 | 1069.6661 | 1070.1523 | 1070.9828 | 1071.8043 | 1071.6272 | 1073.3056 | 1188.9002 | 1191.8516 | 1186.9262 | 1181.9535 | 1186.3259 | 1171.3318 | 1178.4993 | 1169.0123 | 1176.7236 | 1163.8317 | 1172.6341 | 1163.9418 | 1151.3279 | 1121.0162 | 1124.5967 | 1122.2845 | 1119.4326 | 1113.4743 | 1112.1433 | 1109.0431 | 1102.7417 | 1078.7591 | 1081.2269 | 1079.8347 | 1078.1945 | 1074.8853 | 1074.0819 | 1072.2797 | 1068.7383 | 1061.403 | 1061.212 | 1061.4545 | 1061.9041 | 1062.6621 | 1063.075 | 1063.26 | 1064.411 | 1786.5735 | 1810.4728 | 1796.2185 | 1784.044 | 1808.5989 | 1750.1966 | 1788.063 | 1743.1579 | 1782.8054 | 1722.7366 | 1768.1653 | 1731.8188 | 1655.2418 | 1461.731 | 1484.1408 | 1471.4398 | 1456.1238 | 1421.4383 | 1413.617 | 1397.84 | 1361.8528 | 1188.753 | 1206.5979 | 1196.2081 | 1184.6958 | 1160.8405 | 1154.6852 | 1143.6097 | 1120.2553 | 1064.2243 | 1063.6865 | 1063.9322 | 1064.3879 | 1065.1536 | 1065.9417 | 1065.7556 | 1067.3072 | 1170.6874 | 1173.339 | 1168.8703 | 1164.4045 | 1168.4983 | 1156.0976 | 1162.5474 | 1154.318 | 1161.19 | 1150.3168 | 1157.9677 | 1151.2121 | 1139.3074 | 1110.5105 | 1113.8002 | 1111.8195 | 1109.4198 | 1104.2099 | 1103.0493 | 1100.5564 | 1095.2009 | 1072.6155 | 1074.8566 | 1073.5675 | 1072.1089 | 1069.1473 | 1068.4062 | 1066.9496 | 1063.9946 | 1055.5584 | 1055.1809 | 1055.4006 | 1055.803 | 1056.4815 | 1057.0729 | 1057.0184 | 1058.2767 | 1044.6596 | 1044.6674
174 |  | Temperature, F | 631.6027 | 614.3099 | 636.0433 | 636.2496 | 634.7451 | 633.8795 | 631.6252 | 631.1055 | 634.6585 | 634.8688 | 633.5211 | 633.2205 | 631.6216 | 631.1039 | 629.8657 | 624.1953 | 585.0012 | 584.0812 | 582.5793 | 581.9747 | 581.4057 | 580.9271 | 579.7994 | 573.8175 | 616.3372 | 617.5189 | 616.1565 | 614.8053 | 616.3191 | 612.1143 | 614.4798 | 611.5341 | 614.053 | 610.018 | 612.9502 | 610.3396 | 605.3945 | 591.566 | 593.2848 | 592.2788 | 591.0485 | 588.2502 | 587.6071 | 586.2457 | 583.169 | 566.6635 | 568.5579 | 567.4588 | 566.2287 | 563.6505 | 562.9798 | 561.7467 | 559.126 | 552.9193 | 552.8602 | 552.891 | 552.9472 | 553.0428 | 553.1374 | 553.1169 | 553.3101 | 566.0852 | 566.3988 | 565.8753 | 565.345 | 565.8112 | 564.2067 | 564.9757 | 563.9572 | 564.7856 | 563.3983 | 564.3468 | 563.4102 | 562.0415 | 558.7047 | 559.1025 | 558.8458 | 558.5286 | 557.8637 | 557.7148 | 557.3676 | 556.6597 | 553.9359 | 554.2182 | 554.059 | 553.8711 | 553.4917 | 553.3993 | 553.1922 | 552.7841 | 551.9358 | 551.9134 | 551.9415 | 551.9937 | 552.0816 | 552.1294 | 552.1509 | 552.2841 | 617.5936 | 618.8608 | 617.599 | 616.4672 | 617.9733 | 613.859 | 616.3007 | 613.2924 | 615.8768 | 611.7026 | 614.7707 | 612.001 | 606.9474 | 592.7585 | 594.5311 | 593.4916 | 592.2199 | 589.1383 | 588.412 | 586.9377 | 583.5254 | 566.0695 | 567.9561 | 566.8603 | 565.6377 | 563.0747 | 562.4069 | 561.1982 | 558.6201 | 552.2626 | 552.2002 | 552.2288 | 552.2815 | 552.3699 | 552.4612 | 552.4396 | 552.6189 | 564.1374 | 564.4225 | 563.9419 | 563.4601 | 563.9018 | 562.5604 | 563.2594 | 562.3669 | 563.1125 | 561.9313 | 562.7635 | 562.0289 | 560.7264 | 557.5321 | 557.9002 | 557.6787 | 557.4099 | 556.8249 | 556.6942 | 556.4133 | 555.8081 | 553.2307 | 553.4883 | 553.3401 | 553.1724 | 552.8313 | 552.7458 | 552.5776 | 552.236 | 551.2566 | 551.2125 | 551.2381 | 551.2851 | 551.3639 | 551.4328 | 551.4264 | 551.5727 | 549.982 | 549.9833
175 |  | Enthalpy, Btu/lb | 657.7252 | 637.3087 | 664.8855 | 665.2264 | 662.7871 | 661.3971 | 657.8034 | 656.9814 | 665.603 | 665.3257 | 662.0699 | 661.1013 | 657.7974 | 656.9793 | 655.1714 | 647.2484 | 594.9727 | 593.6627 | 591.6296 | 590.7969 | 590.066 | 589.4194 | 587.8992 | 579.928 | 640.5468 | 642.2515 | 640.1698 | 638.0963 | 640.3216 | 634.0924 | 637.5425 | 633.2335 | 636.9058 | 631.0142 | 635.2739 | 631.4536 | 624.3405 | 604.8269 | 607.2215 | 605.817 | 604.1038 | 600.2259 | 599.3372 | 597.4598 | 593.2401 | 572.0201 | 574.3726 | 573.0171 | 571.4999 | 568.3249 | 567.5068 | 565.9694 | 562.7269 | 555.144 | 555.1233 | 555.1741 | 555.2725 | 555.4492 | 555.5223 | 555.5932 | 555.8465 | 573.0833 | 573.3219 | 572.4792 | 571.5833 | 572.1714 | 570.0093 | 571.0128 | 569.6602 | 570.7501 | 568.8782 | 570.1572 | 568.8361 | 567.1731 | 562.8469 | 563.3606 | 563.0162 | 562.5971 | 561.7372 | 561.5485 | 561.073 | 560.1362 | 556.4492 | 556.8293 | 556.6246 | 556.3847 | 555.8989 | 555.7837 | 555.5017 | 554.9557 | 553.837 | 553.8284 | 553.874 | 553.9656 | 554.1319 | 554.1857 | 554.2661 | 554.487 | 642.6569 | 644.5141 | 642.5808 | 640.8499 | 643.0812 | 636.9407 | 640.5468 | 636.0937 | 639.9075 | 633.7326 | 638.2519 | 634.1337 | 626.7932 | 606.6162 | 609.1033 | 607.6407 | 605.8565 | 601.7689 | 600.8278 | 598.845 | 594.3845 | 572.438 | 574.824 | 573.4478 | 571.913 | 568.6998 | 567.8743 | 566.3189 | 563.0468 | 555.3344 | 555.3073 | 555.3581 | 555.4527 | 555.6302 | 555.7153 | 555.7755 | 556.0416 | 572.2789 | 572.5321 | 571.7582 | 570.9453 | 571.5188 | 569.5463 | 570.5046 | 569.2346 | 570.2746 | 568.5369 | 569.7424 | 568.5584 | 566.9358 | 562.6878 | 563.1788 | 562.8572 | 562.4685 | 561.6637 | 561.487 | 561.0519 | 560.1783 | 556.5726 | 556.9393 | 556.7407 | 556.5154 | 556.0554 | 555.9458 | 555.6809 | 555.1655 | 554.0391 | 554.0279 | 554.076 | 554.1642 | 554.3288 | 554.3873 | 554.4638 | 554.69 | 552.6496 | 552.6504
176 | Feedwater to HPEC1 | Flow, lb/h | 1068410.9067 | 696171.802 | 1089281.1161 | 1087781.0896 | 1083011.9579 | 1079026.1733 | 1072608.5998 | 1071206.9878 | 955569.234 | 980488.7211 | 1022025.9617 | 1041302.4921 | 1072688.7599 | 1071218.0991 | 1060148.8562 | 990176.1936 | 1005831.2316 | 1007477.2924 | 990437.3093 | 983479.2501 | 963813.8239 | 958834.371 | 947521.473 | 889582.3559 | 710854.2831 | 720263.1792 | 712470.5021 | 705465.9341 | 716213.4253 | 683647.8509 | 703018.2719 | 678636.4133 | 699179.9503 | 665270.7014 | 689762.1651 | 666158.2568 | 632047.4171 | 550661.2198 | 560128.4502 | 553924.8488 | 546340.6674 | 530376.4969 | 526816.5929 | 518246.9973 | 500863.9129 | 432924.7782 | 440188.0016 | 436093.723 | 431307.0513 | 421459.4173 | 419079.534 | 413389.8305 | 402226.0622 | 381055.8475 | 380245.1983 | 381058.4666 | 382562.6995 | 385128.3797 | 386842.1401 | 387140.9549 | 391464.8406 | 718577.594 | 723787.289 | 711574.2958 | 698844.3094 | 708428.5261 | 673327.3515 | 689628.6707 | 667644.156 | 685349.3095 | 654906.3123 | 675573.3434 | 654285.9045 | 625627.8594 | 552677.6045 | 561692.6048 | 555689.0862 | 548238.2405 | 532622.9651 | 529093.2203 | 520508.0689 | 503181.9697 | 435710.7004 | 443081.2272 | 438948.6146 | 434045.671 | 423980.5728 | 421545.2918 | 415708.2841 | 404224.7482 | 382905.8802 | 382676.9079 | 383511.6051 | 385063.696 | 387683.4248 | 388678.4423 | 389750.8422 | 393279.2377 | 674354.5124 | 682626.5631 | 673432.3533 | 662312.8715 | 673752.597 | 640594.3138 | 658551.6147 | 635963.5179 | 655046.2354 | 625307.9331 | 646643.5475 | 628414.972 | 596004.7179 | 517850.2443 | 526545.0802 | 521232.2087 | 514801.1429 | 500778.9114 | 497642.8244 | 490702.0671 | 475844.0272 | 410953.9145 | 417620.0638 | 413835.632 | 409504.6826 | 400580.7951 | 398355.2003 | 393698.5308 | 384261.2215 | 359034.8242 | 358075.2041 | 358837.916 | 360282.624 | 362697.2698 | 364381.0296 | 364621.8275 | 368665.3909 | 672030.9794 | 676720.4272 | 665358.1633 | 653605.7338 | 662773.9907 | 633189.9769 | 648125.8752 | 628727.1998 | 644779.7051 | 618665.8318 | 636927.265 | 620037.4433 | 592474.0207 | 521567.7702 | 530052.0468 | 524793.9382 | 518394.1428 | 504444.2936 | 501298.7619 | 494234.2722 | 479229.1663 | 414150.2407 | 421009.5681 | 417079.1019 | 412621.9598 | 403398.067 | 401092.7089 | 396250.7187 | 386454.8317 | 360434.9283 | 359481.3401 | 360266.4333 | 361703.9189 | 364136.0253 | 365836.1347 | 366056.5354 | 370120.5753 | 360387.4672 | 360418.1026
177 |  | Pressure, psia | 2735.0377 | 1827.1739 | 2733.5481 | 2732.7954 | 2732.2123 | 2731.2797 | 2730.3703 | 2730.2137 | 2406.298 | 2471.1023 | 2583.1672 | 2638.8399 | 2730.4197 | 2730.2238 | 2710.8628 | 2582.0011 | 1626.4721 | 1630.1532 | 1610.898 | 1607.1212 | 1589.2105 | 1583.628 | 1570.4237 | 1493.0562 | 1829.9963 | 1855.0052 | 1840.3375 | 1828.4299 | 1853.797 | 1792.5345 | 1832.4576 | 1784.9491 | 1826.7591 | 1762.6901 | 1811.0167 | 1771.2589 | 1691.391 | 1490.9474 | 1514.2347 | 1500.8491 | 1484.6818 | 1448.3555 | 1440.174 | 1423.3662 | 1385.5296 | 1207.4701 | 1225.8938 | 1215.186 | 1203.2745 | 1178.6099 | 1172.267 | 1160.5991 | 1136.1532 | 1080.1028 | 1079.547 | 1079.8575 | 1080.4236 | 1081.3908 | 1082.3041 | 1082.1431 | 1084.0553 | 1224.6839 | 1228.151 | 1222.0229 | 1215.8179 | 1221.1161 | 1202.7916 | 1211.4852 | 1199.9486 | 1209.3051 | 1193.6102 | 1204.3019 | 1193.6644 | 1178.5283 | 1142.2957 | 1146.5689 | 1143.7943 | 1140.3751 | 1133.2524 | 1131.6627 | 1127.9404 | 1120.4137 | 1092.0479 | 1094.9643 | 1093.3196 | 1091.3826 | 1087.475 | 1086.5288 | 1084.3877 | 1080.193 | 1071.6926 | 1071.4892 | 1071.7761 | 1072.3087 | 1073.2072 | 1073.6738 | 1073.9167 | 1075.2597 | 1818.1279 | 1842.7988 | 1827.6873 | 1814.4932 | 1840.0982 | 1778.7008 | 1818.1714 | 1771.256 | 1812.5962 | 1749.9094 | 1797.2047 | 1759.2585 | 1679.9504 | 1480.4365 | 1503.4743 | 1490.389 | 1474.6132 | 1438.9435 | 1430.9058 | 1414.6546 | 1377.6742 | 1200.5884 | 1218.8164 | 1208.2084 | 1196.4487 | 1172.0916 | 1165.813 | 1154.4813 | 1130.6168 | 1073.2825 | 1072.6967 | 1072.9805 | 1073.5085 | 1074.3955 | 1075.2688 | 1075.095 | 1076.8527 | 1202.0276 | 1205.1137 | 1199.5973 | 1194.066 | 1198.9893 | 1183.9527 | 1191.7186 | 1181.7857 | 1190.0636 | 1176.9211 | 1186.1493 | 1177.9335 | 1163.7277 | 1129.4839 | 1133.3896 | 1131.0258 | 1128.1652 | 1121.9698 | 1120.5908 | 1117.6115 | 1111.2461 | 1084.6337 | 1087.2724 | 1085.7546 | 1084.0395 | 1080.5557 | 1079.6858 | 1077.9611 | 1074.4737 | 1064.6867 | 1064.2613 | 1064.5203 | 1064.995 | 1065.7961 | 1066.4741 | 1066.4308 | 1067.897 | 1053.7852 | 1053.7946
178 |  | Temperature, F | 338.5906 | 328.3736 | 338.3197 | 338.4372 | 338.4439 | 338.5967 | 338.3688 | 338.3526 | 333.3121 | 334.5336 | 336.2144 | 337.2089 | 338.3715 | 338.3526 | 338.0486 | 334.776 | 291.1894 | 234.9185 | 234.9185 | 234.9185 | 290.9869 | 291.2569 | 292.0224 | 289.845 | 329.7708 | 329.8406 | 329.1575 | 328.3477 | 329.2369 | 326.8555 | 328.3367 | 326.5111 | 328.1275 | 325.7535 | 327.5985 | 326.4102 | 323.4727 | 312.1558 | 313.5281 | 312.9436 | 312.6457 | 312.2667 | 312.1387 | 311.7391 | 310.6927 | 300.5582 | 301.5608 | 300.1271 | 299.8197 | 300.0652 | 300.0133 | 299.8098 | 299.1888 | 293.392 | 293.455 | 293.8721 | 293.6354 | 295.2711 | 295.6856 | 296.2116 | 297.3835 | 301.8261 | 301.4038 | 299.2032 | 297.0426 | 297.4496 | 296.9501 | 297.9797 | 296.8423 | 298.0123 | 296.4871 | 297.9867 | 297.3943 | 295.5745 | 288.2363 | 288.0338 | 287.1414 | 285.1605 | 285.4927 | 285.7852 | 285.8018 | 285.5291 | 275.6044 | 275.7758 | 277.0214 | 275.2678 | 275.203 | 275.484 | 275.8921 | 275.9733 | 274.5658 | 272.611 | 272.0718 | 272.0255 | 272.9611 | 273.4608 | 274.5797 | 276.1407 | 329.7715 | 329.8451 | 329.1642 | 328.3515 | 329.2416 | 326.8607 | 328.3434 | 326.5165 | 328.1324 | 325.76 | 327.6052 | 326.417 | 323.4798 | 312.1563 | 313.531 | 312.9393 | 312.6481 | 312.2721 | 312.1434 | 311.7438 | 310.7008 | 300.5595 | 301.5622 | 300.13 | 299.8279 | 300.0735 | 300.0148 | 299.8177 | 299.197 | 293.3935 | 293.4588 | 293.8762 | 293.6412 | 295.2784 | 295.6798 | 296.2191 | 297.3904 | 301.8268 | 301.4155 | 299.2073 | 297.0414 | 297.4622 | 296.9582 | 297.9887 | 296.8513 | 298.0202 | 296.4969 | 297.9966 | 297.4114 | 295.5846 | 288.2444 | 288.0401 | 287.1477 | 285.1669 | 285.5028 | 285.795 | 285.8106 | 285.5395 | 275.6172 | 275.7828 | 277.0333 | 275.2759 | 275.2147 | 275.4955 | 275.9043 | 275.9841 | 274.5676 | 272.6107 | 272.079 | 272.0217 | 272.9683 | 273.4615 | 274.5842 | 276.1441 | 299.6946 | 299.6908
179 |  | Enthalpy, Btu/lb | 314.1731 | 302.0999 | 313.892 | 314.0115 | 314.0175 | 314.1729 | 313.9372 | 313.9202 | 308.1824 | 309.5498 | 311.4703 | 312.5881 | 313.94 | 313.9202 | 313.5747 | 309.9899 | 263.6709 | 206.7731 | 206.7316 | 206.7235 | 263.3932 | 263.6574 | 264.412 | 262.0454 | 303.5434 | 303.6585 | 302.9297 | 302.0755 | 303.0348 | 300.4773 | 302.0712 | 300.1098 | 301.8459 | 299.2914 | 301.2742 | 299.982 | 296.8205 | 284.8414 | 286.291 | 285.6674 | 285.3326 | 284.878 | 284.7319 | 284.2915 | 283.1497 | 272.4408 | 273.501 | 272.0142 | 271.6774 | 271.8826 | 271.8177 | 271.5877 | 270.9066 | 264.8751 | 264.9384 | 265.3651 | 265.1243 | 266.7975 | 267.223 | 267.7604 | 268.9624 | 273.7703 | 273.3446 | 271.082 | 268.8615 | 269.2875 | 268.7425 | 269.8113 | 268.6269 | 269.8405 | 268.252 | 269.805 | 269.1794 | 267.2911 | 259.7317 | 259.5335 | 258.6182 | 256.5928 | 256.9176 | 257.2125 | 257.2223 | 256.9298 | 246.7735 | 246.9534 | 248.2165 | 246.43 | 246.3564 | 246.6401 | 247.0508 | 247.1249 | 245.6775 | 243.691 | 243.1438 | 243.0979 | 244.0501 | 244.5586 | 245.6961 | 247.2854 | 303.5236 | 303.642 | 302.9147 | 302.0552 | 303.0158 | 300.4586 | 302.0532 | 300.0915 | 301.8264 | 299.2758 | 301.257 | 299.9681 | 296.8077 | 284.8229 | 286.2746 | 285.644 | 285.3167 | 284.8664 | 284.7199 | 284.2806 | 283.1438 | 272.4293 | 273.4894 | 272.0041 | 271.6732 | 271.8788 | 271.8071 | 271.5843 | 270.9047 | 264.8636 | 264.9292 | 265.3562 | 265.1171 | 266.7919 | 267.2038 | 267.7548 | 268.9559 | 273.729 | 273.3137 | 271.0442 | 268.8194 | 269.2588 | 268.7154 | 269.7833 | 268.6019 | 269.8125 | 268.2305 | 269.781 | 269.1673 | 267.2734 | 259.7153 | 259.5145 | 258.6 | 256.5757 | 256.906 | 257.2011 | 257.2112 | 256.9227 | 246.7718 | 246.9454 | 248.2137 | 246.4237 | 246.3546 | 246.6383 | 247.0504 | 247.1246 | 245.6655 | 243.6763 | 243.1367 | 243.0795 | 244.0427 | 244.5451 | 245.6858 | 247.2743 | 271.2704 | 271.2666
180 | HP FW Temperature Increase Across BFP | F | 7 | 7 | 7.0004 | 7 | 7 | 6.9993 | 7.0002 | 7.0004 | 7.0011 | 7.0011 | 7 | 6.9998 | 7.0002 | 7.0009 | 7 | 7.0002 | 7.0006 | 7 | 7 | 7 | 7.0004 | 7.0006 | 7 | 7.0004 | 7.0002 | 7 | 7 | 7 | 7 | 7 | 7.0002 | 7 | 7.0004 | 7 | 7 | 7.0002 | 7 | 7.0002 | 7 | 7 | 7.0002 | 7 | 7.0002 | 7 | 7 | 7 | 7.0002 | 7 | 7.0004 | 6.9998 | 7 | 7 | 7 | 7.0004 | 7 | 6.9998 | 7 | 6.9998 | 7 | 7 | 7.0002 | 7.0004 | 7.0004 | 6.9998 | 7.0029 | 7.0022 | 7.0002 | 6.9998 | 6.9998 | 7.0007 | 6.9997 | 7.0002 | 7.0002 | 7 | 7.0004 | 7 | 7.0006 | 7.0007 | 7.0007 | 6.9998 | 7.0002 | 7.0004 | 7.0007 | 7.0004 | 6.9998 | 7 | 7.0004 | 7.0002 | 7.0002 | 7 | 7.0011 | 7.0004 | 7.0006 | 7.0007 | 7 | 7 | 7.0004 | 6.9997 | 6.9919 | 7.0036 | 7.0065 | 7.0072 | 7.009 | 7.0076 | 7.0096 | 7.0085 | 7.009 | 7.0083 | 7.0083 | 7.0079 | 7.0083 | 7.0058 | 7.0065 | 6.9977 | 7.0056 | 7.0087 | 7.0101 | 7.0058 | 7.0078 | 7.0063 | 7.0058 | 7.0061 | 7.0141 | 7.0126 | 6.998 | 7.0079 | 7.0067 | 7.0036 | 7.0051 | 7.0058 | 7.0069 | 7.0049 | 6.9959 | 7.0049 | 7.0033 | 7.0065 | 7.009 | 7.0103 | 7.0045 | 7.0292 | 7.0112 | 7.0124 | 7.0121 | 7.0124 | 7.0121 | 7.0119 | 7.0153 | 7.011 | 7.0139 | 7.0119 | 7.0153 | 7.0126 | 7.0166 | 7.0114 | 7.0105 | 7.0025 | 7.0166 | 7.0114 | 7.0186 | 7.0081 | 7.007 | 7.0058 | 7.0083 | 7.0081 | 7.0097 | 7.0016 | 7.0231 | 7.0088 | 7.0088 | 7.0036 | 7.0069 | 7.0042 | 6.997 | 6.998
181
182 | Duct Burner | HC, MMBtu/h (LHV) | 450.1713 | 0 | 447.2208 | 434.8635 | 442.4254 | 436.2027 | 445.841 | 449.2947 | 282.6748 | 304.0638 | 369.223 | 390.6511 | 445.9338 | 449.3217 | 450.1713 | 450.1713 | 450.1713 | 450.1713 | 450.1713 | 450.1713 | 450.1713 | 450.1713 | 450.1713 | 450.1713 | 0 | 0 | 0 | 0 | 0 | 0 | 0 | 0 | 0 | 0 | 0 | 0 | 0 | 0 | 0 | 0 | 0 | 0 | 0 | 0 | 0 | 0 | 0 | 0 | 0 | 0 | 0 | 0 | 0 | 0 | 0 | 0 | 0 | 0 | 0 | 0 | 0 | 0 | 0 | 0 | 0 | 0 | 0 | 0 | 0 | 0 | 0 | 0 | 0 | 0 | 0 | 0 | 0 | 0 | 0 | 0 | 0 | 0 | 0 | 0 | 0 | 0 | 0 | 0 | 0 | 0 | 0 | 0 | 0 | 0 | 0 | 0 | 0 | 0 | 0 | 0 | 0 | 0 | 0 | 0 | 0 | 0 | 0 | 0 | 0 | 0 | 0 | 0 | 0 | 0 | 0 | 0 | 0 | 0 | 0 | 0 | 0 | 0 | 0 | 0 | 0 | 0 | 0 | 0 | 0 | 0 | 0 | 0 | 0 | 0 | 0 | 0 | 0 | 0 | 0 | 0 | 0 | 0 | 0 | 0 | 0 | 0 | 0 | 0 | 0 | 0 | 0 | 0 | 0 | 0 | 0 | 0 | 0 | 0 | 0 | 0 | 0 | 0 | 0 | 0 | 0 | 0 | 0 | 0 | 0 | 0 | 0 | 0 | 0 | 0
183 |  | HC, MMBtu/h (HHV) | 499.9998 | 0 | 496.7228 | 482.9976 | 491.3966 | 484.4851 | 495.1902 | 499.0262 | 313.9635 | 337.72 | 410.0915 | 433.8915 | 495.2933 | 499.0562 | 499.9998 | 499.9998 | 499.9998 | 499.9998 | 499.9998 | 499.9998 | 499.9998 | 499.9998 | 499.9998 | 499.9998 | 0 | 0 | 0 | 0 | 0 | 0 | 0 | 0 | 0 | 0 | 0 | 0 | 0 | 0 | 0 | 0 | 0 | 0 | 0 | 0 | 0 | 0 | 0 | 0 | 0 | 0 | 0 | 0 | 0 | 0 | 0 | 0 | 0 | 0 | 0 | 0 | 0 | 0 | 0 | 0 | 0 | 0 | 0 | 0 | 0 | 0 | 0 | 0 | 0 | 0 | 0 | 0 | 0 | 0 | 0 | 0 | 0 | 0 | 0 | 0 | 0 | 0 | 0 | 0 | 0 | 0 | 0 | 0 | 0 | 0 | 0 | 0 | 0 | 0 | 0 | 0 | 0 | 0 | 0 | 0 | 0 | 0 | 0 | 0 | 0 | 0 | 0 | 0 | 0 | 0 | 0 | 0 | 0 | 0 | 0 | 0 | 0 | 0 | 0 | 0 | 0 | 0 | 0 | 0 | 0 | 0 | 0 | 0 | 0 | 0 | 0 | 0 | 0 | 0 | 0 | 0 | 0 | 0 | 0 | 0 | 0 | 0 | 0 | 0 | 0 | 0 | 0 | 0 | 0 | 0 | 0 | 0 | 0 | 0 | 0 | 0 | 0 | 0 | 0 | 0 | 0 | 0 | 0 | 0 | 0 | 0 | 0 | 0 | 0 | 0
184 | Inlet Temperature | Temperature, F | 1123.0984 | 1117.0834 | 1086.3208 | 1091.0381 | 1099.0998 | 1108.7541 | 1121.0756 | 1123.1017 | 1080.5218 | 1086.8184 | 1096.8901 | 1107.403 | 1121.0823 | 1123.0916 | 1125.493 | 1127.2586 | 1110.4716 | 1112.1802 | 1113.9053 | 1117.3275 | 1121.0785 | 1121.8622 | 1123.4547 | 1125.0032 | 1086.0033 | 1091.0833 | 1097.7791 | 1106.6121 | 1106.9875 | 1115.1529 | 1115.5716 | 1117.193 | 1117.1248 | 1119.9094 | 1120.0077 | 1123.6935 | 1120.6218 | 1109.5695 | 1110.2475 | 1110.4011 | 1110.7963 | 1111.1281 | 1111.246 | 1112.3397 | 1113.6416 | 1103.8372 | 1104.3243 | 1104.0633 | 1104.0235 | 1103.9841 | 1103.8982 | 1104.6038 | 1105.745 | 1095.0159 | 1093.1493 | 1093.2206 | 1093.3734 | 1093.7235 | 1096.034 | 1094.0164 | 1097.0127 | 1099.0224 | 1103.0612 | 1106.8173 | 1111.9602 | 1112.9414 | 1115.0083 | 1115.897 | 1115.8698 | 1116.6006 | 1117.8275 | 1117.9949 | 1121.3373 | 1118.4735 | 1108.0126 | 1108.6313 | 1108.7773 | 1109.1474 | 1109.4922 | 1109.5948 | 1110.6072 | 1111.8531 | 1102.6625 | 1103.1112 | 1102.8686 | 1102.8515 | 1102.8508 | 1102.7856 | 1103.4588 | 1104.5629 | 1094.4495 | 1093.8128 | 1093.9309 | 1094.1692 | 1094.6458 | 1095.4983 | 1095.0503 | 1096.4721 | 1072.639 | 1077.4452 | 1083.394 | 1089.3281 | 1090.5512 | 1096.4426 | 1096.9086 | 1098.3592 | 1098.388 | 1102.6888 | 1101.3661 | 1108.629 | 1104.9674 | 1091.7446 | 1092.2895 | 1093.0419 | 1094.2876 | 1095.8781 | 1096.295 | 1098.9664 | 1102.5381 | 1092.1527 | 1092.3215 | 1092.1363 | 1092.4331 | 1093.0453 | 1092.9994 | 1095.0517 | 1098.4413 | 1076.9765 | 1074.7139 | 1074.7809 | 1074.9517 | 1075.2858 | 1077.6943 | 1075.5892 | 1078.4071 | 1079.9676 | 1083.6943 | 1087.245 | 1092.2299 | 1093.4395 | 1099.0099 | 1099.4823 | 1100.8431 | 1100.8992 | 1104.9912 | 1103.7378 | 1110.7017 | 1107.2143 | 1094.3236 | 1094.9184 | 1095.6328 | 1096.8361 | 1098.3317 | 1098.7194 | 1101.3147 | 1104.7699 | 1094.4223 | 1094.5985 | 1094.3843 | 1094.6799 | 1095.3064 | 1095.2541 | 1097.305 | 1100.6803 | 1079.0037 | 1076.7317 | 1076.821 | 1076.9889 | 1077.3356 | 1079.7667 | 1077.6342 | 1080.4883 | 1074.5415 | 1074.5775
185 | Exit Temperature | Temperature, F | 1424.1416 | 1117.0834 | 1367.4578 | 1364.027 | 1382.2088 | 1390.9982 | 1417.3754 | 1423.5674 | 1260.282 | 1279.4364 | 1334.3652 | 1360.9868 | 1417.451 | 1423.5854 | 1431.0896 | 1455.7568 | 1392.3536 | 1393.5794 | 1401.1574 | 1407.9542 | 1420.1726 | 1422.9626 | 1429.1402 | 1453.6184 | 1086.0033 | 1091.0833 | 1097.7791 | 1106.6121 | 1106.9875 | 1115.1529 | 1115.5716 | 1117.193 | 1117.1248 | 1119.9094 | 1120.0077 | 1123.6935 | 1120.6218 | 1109.5695 | 1110.2475 | 1110.4011 | 1110.7963 | 1111.1281 | 1111.246 | 1112.3397 | 1113.6416 | 1103.8372 | 1104.3243 | 1104.0633 | 1104.0235 | 1103.9841 | 1103.8982 | 1104.6038 | 1105.745 | 1095.0159 | 1093.1493 | 1093.2206 | 1093.3734 | 1093.7235 | 1096.034 | 1094.0164 | 1097.0127 | 1099.0224 | 1103.0612 | 1106.8173 | 1111.9602 | 1112.9414 | 1115.0083 | 1115.897 | 1115.8698 | 1116.6006 | 1117.8275 | 1117.9949 | 1121.3373 | 1118.4735 | 1108.0126 | 1108.6313 | 1108.7773 | 1109.1474 | 1109.4922 | 1109.5948 | 1110.6072 | 1111.8531 | 1102.6625 | 1103.1112 | 1102.8686 | 1102.8515 | 1102.8508 | 1102.7856 | 1103.4588 | 1104.5629 | 1094.4495 | 1093.8128 | 1093.9309 | 1094.1692 | 1094.6458 | 1095.4983 | 1095.0503 | 1096.4721 | 1072.639 | 1077.4452 | 1083.394 | 1089.3281 | 1090.5512 | 1096.4426 | 1096.9086 | 1098.3592 | 1098.388 | 1102.6888 | 1101.3661 | 1108.629 | 1104.9674 | 1091.7446 | 1092.2895 | 1093.0419 | 1094.2876 | 1095.8781 | 1096.295 | 1098.9664 | 1102.5381 | 1092.1527 | 1092.3215 | 1092.1363 | 1092.4331 | 1093.0453 | 1092.9994 | 1095.0517 | 1098.4413 | 1076.9765 | 1074.7139 | 1074.7809 | 1074.9517 | 1075.2858 | 1077.6943 | 1075.5892 | 1078.4071 | 1079.9676 | 1083.6943 | 1087.245 | 1092.2299 | 1093.4395 | 1099.0099 | 1099.4823 | 1100.8431 | 1100.8992 | 1104.9912 | 1103.7378 | 1110.7017 | 1107.2143 | 1094.3236 | 1094.9184 | 1095.6328 | 1096.8361 | 1098.3317 | 1098.7194 | 1101.3147 | 1104.7699 | 1094.4223 | 1094.5985 | 1094.3843 | 1094.6799 | 1095.3064 | 1095.2541 | 1097.305 | 1100.6803 | 1079.0037 | 1076.7317 | 1076.821 | 1076.9889 | 1077.3356 | 1079.7667 | 1077.6342 | 1080.4883 | 1074.5415 | 1074.5775
186 | Duct Burner Exhaust Gas Constituents | % vol Ar | 0.0086681 | 0.0087337 | 0.0089054 | 0.0088962 | 0.0088716 | 0.0088013 | 0.0086959 | 0.0086683 | 0.0089281 | 0.0089143 | 0.0088819 | 0.0088077 | 0.0086958 | 0.0086683 | 0.008605 | 0.0084767 | 0.008905 | 0.0088941 | 0.0088705 | 0.0087993 | 0.0086952 | 0.0086681 | 0.008605 | 0.0084767 | 0.0089674 | 0.0089564 | 0.008934 | 0.008889 | 0.0088632 | 0.0087957 | 0.0087605 | 0.0087706 | 0.0087337 | 0.0087112 | 0.0086712 | 0.0085799 | 0.0085471 | 0.0089591 | 0.0089517 | 0.0089325 | 0.0088908 | 0.0088014 | 0.0087773 | 0.0087189 | 0.0085959 | 0.0089801 | 0.0089727 | 0.0089536 | 0.0089121 | 0.0088229 | 0.0087989 | 0.0087404 | 0.0086165 | 0.0090248 | 0.0090129 | 0.0089918 | 0.0089475 | 0.0088545 | 0.0088295 | 0.0087701 | 0.0086442 | 0.0089674 | 0.0089564 | 0.008934 | 0.008889 | 0.0088632 | 0.0087957 | 0.0087605 | 0.0087706 | 0.0087337 | 0.0087112 | 0.0086712 | 0.0085799 | 0.0085471 | 0.0089591 | 0.0089517 | 0.0089325 | 0.0088908 | 0.0088014 | 0.0087773 | 0.0087189 | 0.0085959 | 0.0089801 | 0.0089727 | 0.0089536 | 0.0089121 | 0.0088229 | 0.0087989 | 0.0087404 | 0.0086165 | 0.0090248 | 0.0090129 | 0.0089918 | 0.0089475 | 0.0088545 | 0.0088295 | 0.0087701 | 0.0086442 | 0.0089674 | 0.0089564 | 0.008934 | 0.008889 | 0.0088632 | 0.0087957 | 0.0087605 | 0.0087706 | 0.0087337 | 0.0087112 | 0.0086712 | 0.0085799 | 0.0085471 | 0.0089591 | 0.0089517 | 0.0089325 | 0.0088908 | 0.0088014 | 0.0087773 | 0.0087189 | 0.0085959 | 0.0089801 | 0.0089727 | 0.0089536 | 0.0089121 | 0.0088229 | 0.0087989 | 0.0087404 | 0.0086165 | 0.0090248 | 0.0090129 | 0.0089918 | 0.0089475 | 0.0088545 | 0.0088295 | 0.0087701 | 0.0086442 | 0.0089674 | 0.0089564 | 0.008934 | 0.008889 | 0.0088632 | 0.0087957 | 0.0087605 | 0.0087706 | 0.0087337 | 0.0087112 | 0.0086712 | 0.0085799 | 0.0085471 | 0.0089591 | 0.0089517 | 0.0089325 | 0.0088908 | 0.0088014 | 0.0087773 | 0.0087189 | 0.0085959 | 0.0089801 | 0.0089727 | 0.0089536 | 0.0089121 | 0.0088229 | 0.0087989 | 0.0087404 | 0.0086165 | 0.0090248 | 0.0090129 | 0.0089918 | 0.0089475 | 0.0088545 | 0.0088295 | 0.0087701 | 0.0086442 | 0.0089475 | 0.0089475
187 |  | % vol CO2 | 0.04962 | 0.042253 | 0.049987 | 0.049231 | 0.049239 | 0.04937 | 0.049543 | 0.049606 | 0.047501 | 0.047257 | 0.048111 | 0.048658 | 0.049544 | 0.049607 | 0.049668 | 0.049365 | 0.050032 | 0.049462 | 0.049358 | 0.049588 | 0.049613 | 0.04962 | 0.049668 | 0.049365 | 0.043199 | 0.042636 | 0.042381 | 0.042137 | 0.042511 | 0.041817 | 0.042301 | 0.041757 | 0.042253 | 0.041684 | 0.042172 | 0.042184 | 0.041264 | 0.04411 | 0.043152 | 0.042553 | 0.041945 | 0.04119 | 0.041012 | 0.040821 | 0.040352 | 0.041811 | 0.040854 | 0.040233 | 0.039585 | 0.038782 | 0.038597 | 0.038397 | 0.037991 | 0.036924 | 0.036448 | 0.036038 | 0.035679 | 0.035253 | 0.035167 | 0.035045 | 0.034825 | 0.043199 | 0.042636 | 0.042381 | 0.042137 | 0.042511 | 0.041817 | 0.042301 | 0.041757 | 0.042253 | 0.041684 | 0.042172 | 0.042184 | 0.041264 | 0.04411 | 0.043152 | 0.042553 | 0.041945 | 0.04119 | 0.041012 | 0.040821 | 0.040352 | 0.041811 | 0.040854 | 0.040233 | 0.039585 | 0.038782 | 0.038597 | 0.038397 | 0.037991 | 0.036924 | 0.036448 | 0.036038 | 0.035679 | 0.035253 | 0.035167 | 0.035045 | 0.034825 | 0.043199 | 0.042636 | 0.042381 | 0.042137 | 0.042511 | 0.041817 | 0.042301 | 0.041757 | 0.042253 | 0.041684 | 0.042172 | 0.042184 | 0.041264 | 0.04411 | 0.043152 | 0.042553 | 0.041945 | 0.04119 | 0.041012 | 0.040821 | 0.040352 | 0.041811 | 0.040854 | 0.040233 | 0.039585 | 0.038782 | 0.038597 | 0.038397 | 0.037991 | 0.036924 | 0.036448 | 0.036038 | 0.035679 | 0.035253 | 0.035167 | 0.035045 | 0.034825 | 0.043199 | 0.042636 | 0.042381 | 0.042137 | 0.042511 | 0.041817 | 0.042301 | 0.041757 | 0.042253 | 0.041684 | 0.042172 | 0.042184 | 0.041264 | 0.04411 | 0.043152 | 0.042553 | 0.041945 | 0.04119 | 0.041012 | 0.040821 | 0.040352 | 0.041811 | 0.040854 | 0.040233 | 0.039585 | 0.038782 | 0.038597 | 0.038397 | 0.037991 | 0.036924 | 0.036448 | 0.036038 | 0.035679 | 0.035253 | 0.035167 | 0.035045 | 0.034825 | 0.035679 | 0.035679
188 |  | % vol H2O | 0.12135 | 0.10734 | 0.096361 | 0.096618 | 0.099254 | 0.10689 | 0.11832 | 0.12132 | 0.091567 | 0.092814 | 0.097084 | 0.10553 | 0.11832 | 0.12132 | 0.12814 | 0.14156 | 0.096447 | 0.097062 | 0.099483 | 0.10731 | 0.11845 | 0.12135 | 0.12814 | 0.14156 | 0.083273 | 0.083914 | 0.086062 | 0.090636 | 0.093752 | 0.1003 | 0.10453 | 0.10292 | 0.10734 | 0.1092 | 0.11394 | 0.1237 | 0.12633 | 0.08503 | 0.084908 | 0.086392 | 0.090269 | 0.099099 | 0.1015 | 0.10756 | 0.12025 | 0.080597 | 0.08048 | 0.081929 | 0.08574 | 0.094506 | 0.096899 | 0.10296 | 0.1158 | 0.071175 | 0.071993 | 0.07386 | 0.078248 | 0.087772 | 0.090365 | 0.096595 | 0.10983 | 0.083273 | 0.083914 | 0.086062 | 0.090636 | 0.093752 | 0.1003 | 0.10453 | 0.10292 | 0.10734 | 0.1092 | 0.11394 | 0.1237 | 0.12633 | 0.08503 | 0.084908 | 0.086392 | 0.090269 | 0.099099 | 0.1015 | 0.10756 | 0.12025 | 0.080597 | 0.08048 | 0.081929 | 0.08574 | 0.094506 | 0.096899 | 0.10296 | 0.1158 | 0.071175 | 0.071993 | 0.07386 | 0.078248 | 0.087772 | 0.090365 | 0.096595 | 0.10983 | 0.083273 | 0.083914 | 0.086062 | 0.090636 | 0.093752 | 0.1003 | 0.10453 | 0.10292 | 0.10734 | 0.1092 | 0.11394 | 0.1237 | 0.12633 | 0.08503 | 0.084908 | 0.086392 | 0.090269 | 0.099099 | 0.1015 | 0.10756 | 0.12025 | 0.080597 | 0.08048 | 0.081929 | 0.08574 | 0.094506 | 0.096899 | 0.10296 | 0.1158 | 0.071175 | 0.071993 | 0.07386 | 0.078248 | 0.087772 | 0.090365 | 0.096595 | 0.10983 | 0.083273 | 0.083914 | 0.086062 | 0.090636 | 0.093752 | 0.1003 | 0.10453 | 0.10292 | 0.10734 | 0.1092 | 0.11394 | 0.1237 | 0.12633 | 0.08503 | 0.084908 | 0.086392 | 0.090269 | 0.099099 | 0.1015 | 0.10756 | 0.12025 | 0.080597 | 0.08048 | 0.081929 | 0.08574 | 0.094506 | 0.096899 | 0.10296 | 0.1158 | 0.071175 | 0.071993 | 0.07386 | 0.078248 | 0.087772 | 0.090365 | 0.096595 | 0.10983 | 0.078248 | 0.078248
189 |  | % vol N2 | 0.72292 | 0.72836 | 0.74271 | 0.74194 | 0.73989 | 0.73402 | 0.72524 | 0.72294 | 0.74459 | 0.74344 | 0.74074 | 0.73456 | 0.72523 | 0.72293 | 0.71766 | 0.70696 | 0.74267 | 0.74177 | 0.7398 | 0.73386 | 0.72518 | 0.72292 | 0.71766 | 0.70696 | 0.74785 | 0.74693 | 0.74507 | 0.74131 | 0.73916 | 0.73353 | 0.73059 | 0.73144 | 0.72836 | 0.72649 | 0.72315 | 0.71554 | 0.7128 | 0.74716 | 0.74654 | 0.74494 | 0.74146 | 0.734 | 0.73199 | 0.72712 | 0.71686 | 0.74891 | 0.74828 | 0.74669 | 0.74323 | 0.73579 | 0.73378 | 0.7289 | 0.71858 | 0.75261 | 0.75162 | 0.74985 | 0.74616 | 0.73841 | 0.73632 | 0.73137 | 0.72087 | 0.74785 | 0.74693 | 0.74507 | 0.74131 | 0.73916 | 0.73353 | 0.73059 | 0.73144 | 0.72836 | 0.72649 | 0.72315 | 0.71554 | 0.7128 | 0.74716 | 0.74654 | 0.74494 | 0.74146 | 0.734 | 0.73199 | 0.72712 | 0.71686 | 0.74891 | 0.74828 | 0.74669 | 0.74323 | 0.73579 | 0.73378 | 0.7289 | 0.71858 | 0.75261 | 0.75162 | 0.74985 | 0.74616 | 0.73841 | 0.73632 | 0.73137 | 0.72087 | 0.74785 | 0.74693 | 0.74507 | 0.74131 | 0.73916 | 0.73353 | 0.73059 | 0.73144 | 0.72836 | 0.72649 | 0.72315 | 0.71554 | 0.7128 | 0.74716 | 0.74654 | 0.74494 | 0.74146 | 0.734 | 0.73199 | 0.72712 | 0.71686 | 0.74891 | 0.74828 | 0.74669 | 0.74323 | 0.73579 | 0.73378 | 0.7289 | 0.71858 | 0.75261 | 0.75162 | 0.74985 | 0.74616 | 0.73841 | 0.73632 | 0.73137 | 0.72087 | 0.74785 | 0.74693 | 0.74507 | 0.74131 | 0.73916 | 0.73353 | 0.73059 | 0.73144 | 0.72836 | 0.72649 | 0.72315 | 0.71554 | 0.7128 | 0.74716 | 0.74654 | 0.74494 | 0.74146 | 0.734 | 0.73199 | 0.72712 | 0.71686 | 0.74891 | 0.74828 | 0.74669 | 0.74323 | 0.73579 | 0.73378 | 0.7289 | 0.71858 | 0.75261 | 0.75162 | 0.74985 | 0.74616 | 0.73841 | 0.73632 | 0.73137 | 0.72087 | 0.74616 | 0.74616
190 |  | % vol O2 | 0.097435 | 0.11331 | 0.10204 | 0.10331 | 0.10275 | 0.10091 | 0.098209 | 0.097466 | 0.10741 | 0.10758 | 0.10518 | 0.10245 | 0.098206 | 0.097465 | 0.095926 | 0.093639 | 0.10194 | 0.10282 | 0.10249 | 0.10044 | 0.098058 | 0.097435 | 0.095926 | 0.093639 | 0.11671 | 0.11756 | 0.11756 | 0.11703 | 0.11571 | 0.11556 | 0.11382 | 0.11511 | 0.11331 | 0.11392 | 0.11207 | 0.11 | 0.11106 | 0.11474 | 0.11645 | 0.11719 | 0.11744 | 0.11691 | 0.11672 | 0.11578 | 0.11394 | 0.11971 | 0.12141 | 0.1222 | 0.12253 | 0.1221 | 0.12192 | 0.121 | 0.11902 | 0.13026 | 0.13093 | 0.13126 | 0.13096 | 0.12971 | 0.12932 | 0.12822 | 0.12583 | 0.11671 | 0.11756 | 0.11756 | 0.11703 | 0.11571 | 0.11556 | 0.11382 | 0.11511 | 0.11331 | 0.11392 | 0.11207 | 0.11 | 0.11106 | 0.11474 | 0.11645 | 0.11719 | 0.11744 | 0.11691 | 0.11672 | 0.11578 | 0.11394 | 0.11971 | 0.12141 | 0.1222 | 0.12253 | 0.1221 | 0.12192 | 0.121 | 0.11902 | 0.13026 | 0.13093 | 0.13126 | 0.13096 | 0.12971 | 0.12932 | 0.12822 | 0.12583 | 0.11671 | 0.11756 | 0.11756 | 0.11703 | 0.11571 | 0.11556 | 0.11382 | 0.11511 | 0.11331 | 0.11392 | 0.11207 | 0.11 | 0.11106 | 0.11474 | 0.11645 | 0.11719 | 0.11744 | 0.11691 | 0.11672 | 0.11578 | 0.11394 | 0.11971 | 0.12141 | 0.1222 | 0.12253 | 0.1221 | 0.12192 | 0.121 | 0.11902 | 0.13026 | 0.13093 | 0.13126 | 0.13096 | 0.12971 | 0.12932 | 0.12822 | 0.12583 | 0.11671 | 0.11756 | 0.11756 | 0.11703 | 0.11571 | 0.11556 | 0.11382 | 0.11511 | 0.11331 | 0.11392 | 0.11207 | 0.11 | 0.11106 | 0.11474 | 0.11645 | 0.11719 | 0.11744 | 0.11691 | 0.11672 | 0.11578 | 0.11394 | 0.11971 | 0.12141 | 0.1222 | 0.12253 | 0.1221 | 0.12192 | 0.121 | 0.11902 | 0.13026 | 0.13093 | 0.13126 | 0.13096 | 0.12971 | 0.12932 | 0.12822 | 0.12583 | 0.13096 | 0.13096
191 | bar: 2017-06-02 to 2017-06-02
192 |  | MW, lb/lbmol | 28.0856 | 28.1719 | 28.3625 | 28.3528 | 28.3241 | 28.2416 | 28.1181 | 28.0858 | 28.3924 | 28.3765 | 28.3375 | 28.2501 | 28.1181 | 28.0858 | 28.0117 | 27.8621 | 28.362 | 28.3501 | 28.3226 | 28.239 | 28.1173 | 28.0856 | 28.0117 | 27.8621 | 28.444 | 28.4319 | 28.406 | 28.3537 | 28.323 | 28.2451 | 28.2032 | 28.2158 | 28.1719 | 28.1464 | 28.0989 | 27.9922 | 27.9551 | 28.4331 | 28.4257 | 28.404 | 28.356 | 28.2524 | 28.2246 | 28.1565 | 28.0133 | 28.4607 | 28.4532 | 28.4317 | 28.3841 | 28.2808 | 28.2529 | 28.1848 | 28.0405 | 28.5193 | 28.506 | 28.4818 | 28.4305 | 28.3224 | 28.2932 | 28.2239 | 28.077 | 28.444 | 28.4319 | 28.406 | 28.3537 | 28.323 | 28.2451 | 28.2032 | 28.2158 | 28.1719 | 28.1464 | 28.0989 | 27.9922 | 27.9551 | 28.4331 | 28.4257 | 28.404 | 28.356 | 28.2524 | 28.2246 | 28.1565 | 28.0133 | 28.4607 | 28.4532 | 28.4317 | 28.3841 | 28.2808 | 28.2529 | 28.1848 | 28.0405 | 28.5193 | 28.506 | 28.4818 | 28.4305 | 28.3224 | 28.2932 | 28.2239 | 28.077 | 28.444 | 28.4319 | 28.406 | 28.3537 | 28.323 | 28.2451 | 28.2032 | 28.2158 | 28.1719 | 28.1464 | 28.0989 | 27.9922 | 27.9551 | 28.4331 | 28.4257 | 28.404 | 28.356 | 28.2524 | 28.2246 | 28.1565 | 28.0133 | 28.4607 | 28.4532 | 28.4317 | 28.3841 | 28.2808 | 28.2529 | 28.1848 | 28.0405 | 28.5193 | 28.506 | 28.4818 | 28.4305 | 28.3224 | 28.2932 | 28.2239 | 28.077 | 28.444 | 28.4319 | 28.406 | 28.3537 | 28.323 | 28.2451 | 28.2032 | 28.2158 | 28.1719 | 28.1464 | 28.0989 | 27.9922 | 27.9551 | 28.4331 | 28.4257 | 28.404 | 28.356 | 28.2524 | 28.2246 | 28.1565 | 28.0133 | 28.4607 | 28.4532 | 28.4317 | 28.3841 | 28.2808 | 28.2529 | 28.1848 | 28.0405 | 28.5193 | 28.506 | 28.4818 | 28.4305 | 28.3224 | 28.2932 | 28.2239 | 28.077 | 28.4305 | 28.4305
193
194 | HRSG Hot Reheat Steam | Flow, lb/h | 1075887.2291 | 763943.0766 | 1100155.1174 | 1099088.4319 | 1090970.0347 | 1085147.7098 | 1074532.4433 | 1073757.8264 | 982653.8387 | 1005821.7076 | 1038691.3349 | 1052807.4569 | 1074591.1744 | 1073775.287 | 1067912.4852 | 1021107.6915 | 1082034.9565 | 1080140.4787 | 1069512.5134 | 1074094.3403 | 1075941.9919 | 1073183.2131 | 1066156.8987 | 1017337.7837 | 780238.1259 | 788655.0997 | 778074.7544 | 767747.6675 | 778900.4039 | 749694.9682 | 766040.7326 | 746033.0782 | 763221.8734 | 738704.4569 | 756338.2599 | 744507.9719 | 710690.5501 | 623416.5506 | 633821.7341 | 628560.8476 | 622165.8142 | 606970.7843 | 603564.4544 | 597531.8877 | 582463.8442 | 501578.37 | 509712.6404 | 505060.2568 | 499901.9119 | 489126.5631 | 486223.8135 | 482025.8823 | 472647.0661 | 426971.8954 | 423878.7457 | 424686.2996 | 426232.1205 | 428569.4633 | 432278.1795 | 430390.1303 | 436264.9959 | 773066.5708 | 781786.2484 | 772177.9837 | 763088.6964 | 774157.6218 | 747334.371 | 763813.868 | 744148.4418 | 761376.6028 | 736787.2802 | 755037.5227 | 742522.3813 | 707927.168 | 619476.3223 | 629715.2331 | 624555.2214 | 618334.4768 | 603495.0881 | 600130.5049 | 594155.5583 | 579365.0593 | 500104.1376 | 508110.6281 | 503439.4346 | 498429.9018 | 487926.0657 | 485089.9046 | 480942.3711 | 471683.9539 | 426765.4632 | 423485.326 | 424343.4364 | 425845.1295 | 428228.4255 | 432275.7191 | 430008.2982 | 436271.8214 | 901904.0018 | 912108.9437 | 901018.2719 | 890964.92 | 903685.7793 | 871084.4107 | 890365.7031 | 866958.9411 | 887221.2032 | 857419.8839 | 879302.8096 | 863069.9836 | 823886.7529 | 722451.3131 | 734586.0509 | 728213.6369 | 720565.4068 | 702824.9352 | 698831.6108 | 691246.5564 | 673120.2049 | 580359.7594 | 589778.6557 | 584251.336 | 578327.0252 | 566116.9686 | 562856.038 | 557683.4071 | 546352.9692 | 497068.846 | 493633.7061 | 494643.6445 | 496381.2148 | 499393.6489 | 503736.8208 | 501688.7688 | 508792.2274 | 895272.9325 | 905544.5422 | 894384.8216 | 883839.3975 | 896530.0975 | 863593.0087 | 882920.3337 | 859354.045 | 879725.0392 | 849604.6667 | 871640.7697 | 855093.6524 | 815771.5304 | 714696.6525 | 726341.6198 | 720039.1277 | 712267.1652 | 694945.4311 | 691068.458 | 683640.073 | 665887.0615 | 574929.9811 | 584110.3018 | 578986.9574 | 572974.9466 | 560895.4479 | 557723.0904 | 552653.9533 | 541493.1216 | 493626.8012 | 490089.4372 | 491018.1044 | 492738.2141 | 495650.4877 | 499907.0707 | 497968.227 | 504976.1283 | 497528.0605 | 497307.501
195 | (at HRSG terminal point) | Pressure, psia | 622.0403 | 443.1261 | 628.2861 | 628.5734 | 625.8338 | 624.4441 | 621.0026 | 620.831 | 561.7409 | 575.7704 | 596.1566 | 606.0418 | 621.0352 | 620.8345 | 617.4711 | 590.6629 | 321.8303 | 321.2809 | 318.1504 | 319.4775 | 319.9865 | 319.1772 | 317.1095 | 302.68 | 448.2824 | 453.6889 | 448.7017 | 444.0947 | 450.3735 | 434.8778 | 444.1714 | 433.0234 | 442.7308 | 428.9166 | 439.0922 | 432.2537 | 412.7779 | 362.4231 | 368.4266 | 365.3876 | 361.6985 | 352.9369 | 350.9702 | 347.4816 | 338.776 | 292.0312 | 296.7369 | 294.0375 | 291.0557 | 284.8343 | 283.1592 | 280.7264 | 275.2928 | 248.8891 | 246.9901 | 247.4573 | 248.3386 | 249.6931 | 251.9812 | 250.7423 | 254.3042 | 229.8091 | 232.6162 | 230.0278 | 227.656 | 230.9375 | 222.9659 | 227.8579 | 222.0173 | 227.1324 | 219.8244 | 225.2472 | 221.518 | 211.2549 | 184.981 | 188.0204 | 186.4824 | 184.6265 | 180.2161 | 179.217 | 177.4353 | 173.0303 | 149.4465 | 151.8283 | 150.4424 | 148.9474 | 145.8205 | 144.9785 | 143.7416 | 140.9825 | 127.6381 | 126.6595 | 126.9139 | 127.3613 | 128.0739 | 129.2755 | 128.6088 | 130.4742 | 448.2824 | 453.6889 | 448.7017 | 444.0947 | 450.3735 | 434.8778 | 444.1714 | 433.0234 | 442.7308 | 428.9166 | 439.0922 | 432.2537 | 412.7779 | 362.4231 | 368.4266 | 365.3876 | 361.6985 | 352.9369 | 350.9702 | 347.4816 | 338.776 | 292.0312 | 296.7369 | 294.0375 | 291.0557 | 284.8343 | 283.1592 | 280.7264 | 275.2928 | 248.8891 | 246.9901 | 247.4573 | 248.3386 | 249.6931 | 251.9812 | 250.7423 | 254.3042 | 229.8091 | 232.6162 | 230.0278 | 227.656 | 230.9375 | 222.9659 | 227.8579 | 222.0173 | 227.1324 | 219.8244 | 225.2472 | 221.518 | 211.2549 | 184.981 | 188.0204 | 186.4824 | 184.6265 | 180.2161 | 179.217 | 177.4353 | 173.0303 | 149.4465 | 151.8283 | 150.4424 | 148.9474 | 145.8205 | 144.9785 | 143.7416 | 140.9825 | 127.6381 | 126.6595 | 126.9139 | 127.3613 | 128.0739 | 129.2754 | 128.6088 | 130.4742 | 264.9822 | 264.9908
196 |  | Temperature, F | 1087.5636 | 1085.1069 | 1054.1898 | 1058.1579 | 1066.2143 | 1074.7306 | 1086.357 | 1087.5628 | 1053.2338 | 1057.8731 | 1066.1029 | 1074.6826 | 1086.3723 | 1087.5614 | 1087.5578 | 1087.5249 | 1087.5735 | 1087.5702 | 1087.5672 | 1087.5691 | 1087.5704 | 1087.5691 | 1087.5648 | 1087.5355 | 1058.5348 | 1062.3895 | 1068.9444 | 1077.2362 | 1076.5254 | 1084.8004 | 1084.0258 | 1086.4836 | 1085.2536 | 1087.3645 | 1087.3746 | 1087.3652 | 1087.3461 | 1087.2945 | 1087.3022 | 1087.2977 | 1087.2941 | 1087.284 | 1087.2835 | 1087.2781 | 1087.2703 | 1087.2237 | 1087.2284 | 1087.2244 | 1087.2205 | 1087.2153 | 1087.2154 | 1087.2099 | 1087.2037 | 1087.1769 | 1085.8222 | 1085.7816 | 1085.6741 | 1085.5269 | 1087.1802 | 1085.3721 | 1087.1825 | 1076.7452 | 1079.7328 | 1083.0965 | 1087.3841 | 1087.3909 | 1087.3746 | 1087.3845 | 1087.3724 | 1087.3832 | 1087.3677 | 1087.3789 | 1087.3711 | 1087.3503 | 1087.2973 | 1087.3035 | 1087.3008 | 1087.2945 | 1087.2874 | 1087.2847 | 1087.281 | 1087.2714 | 1087.2239 | 1087.2277 | 1087.2252 | 1087.2223 | 1087.2154 | 1087.2127 | 1087.2106 | 1087.2034 | 1087.1798 | 1087.1821 | 1087.1816 | 1087.1823 | 1087.1834 | 1087.1845 | 1087.1812 | 1087.185 | 1026.7441 | 1029.7119 | 1034.9251 | 1039.5567 | 1039.4245 | 1045.1115 | 1043.9337 | 1046.5345 | 1044.9664 | 1049.7454 | 1047.078 | 1052.4952 | 1052.332 | 1052.2436 | 1051.8143 | 1052.7107 | 1053.8964 | 1055.7306 | 1056.1582 | 1058.2768 | 1061.3955 | 1062.6575 | 1062.1272 | 1062.3155 | 1062.7425 | 1063.5782 | 1063.6362 | 1065.2441 | 1067.9405 | 1057.1553 | 1055.5552 | 1055.4476 | 1055.2582 | 1054.8361 | 1056.3035 | 1054.4722 | 1055.5135 | 1039.6886 | 1041.8769 | 1044.8852 | 1048.7628 | 1048.8169 | 1054.0679 | 1053.1476 | 1055.4438 | 1054.1462 | 1058.5456 | 1056.1721 | 1061.3988 | 1060.8654 | 1059.4708 | 1059.2998 | 1060.1033 | 1061.2387 | 1062.797 | 1063.1601 | 1065.1775 | 1068.0566 | 1067.9095 | 1067.5049 | 1067.5458 | 1067.9598 | 1068.7159 | 1068.7377 | 1070.3253 | 1072.9742 | 1061.0364 | 1059.4017 | 1059.3331 | 1059.1632 | 1058.8057 | 1060.3722 | 1058.4696 | 1059.6558 | 1054.4662 | 1054.5382
197 |  | Enthalpy, Btu/lb | 1565.4526 | 1568.5338 | 1546.9471 | 1549.1199 | 1553.619 | 1558.3361 | 1564.8146 | 1565.4823 | 1548.1749 | 1550.3435 | 1554.3219 | 1558.7763 | 1564.8223 | 1565.481 | 1565.5626 | 1566.2084 | 1572.8386 | 1572.8502 | 1572.925 | 1572.8937 | 1572.882 | 1572.901 | 1572.9491 | 1573.2853 | 1554.0158 | 1555.9625 | 1559.6392 | 1564.2458 | 1563.7032 | 1568.5712 | 1567.9221 | 1569.5282 | 1568.6233 | 1570.1065 | 1569.8623 | 1570.0248 | 1570.4921 | 1571.6972 | 1571.5544 | 1571.6267 | 1571.7148 | 1571.9238 | 1571.9715 | 1572.054 | 1572.2625 | 1573.3777 | 1573.2655 | 1573.3292 | 1573.3997 | 1573.5484 | 1573.5893 | 1573.6456 | 1573.7746 | 1574.4027 | 1573.726 | 1573.6929 | 1573.6142 | 1573.5028 | 1574.3292 | 1573.3945 | 1574.2741 | 1569.3111 | 1570.8322 | 1572.6873 | 1575.0291 | 1574.953 | 1575.1378 | 1575.0243 | 1575.1598 | 1575.0415 | 1575.2105 | 1575.085 | 1575.1714 | 1575.4091 | 1576.0179 | 1575.9478 | 1575.9835 | 1576.0252 | 1576.1284 | 1576.1512 | 1576.192 | 1576.2939 | 1576.8395 | 1576.7836 | 1576.8158 | 1576.8506 | 1576.9229 | 1576.9418 | 1576.9702 | 1577.0334 | 1577.3433 | 1577.3683 | 1577.3618 | 1577.3515 | 1577.3347 | 1577.3064 | 1577.3205 | 1577.2776 | 1536.8371 | 1538.2915 | 1541.2429 | 1543.868 | 1543.6285 | 1547.1126 | 1546.2304 | 1547.9299 | 1546.8263 | 1549.7712 | 1548.0632 | 1551.1685 | 1551.5889 | 1552.8542 | 1552.4673 | 1553.0279 | 1553.76 | 1554.9711 | 1555.2514 | 1556.4776 | 1558.3731 | 1560.2407 | 1559.8374 | 1560.0072 | 1560.3107 | 1560.9152 | 1560.9883 | 1561.9083 | 1563.4844 | 1558.4105 | 1557.6087 | 1557.5395 | 1557.4165 | 1557.1573 | 1557.8787 | 1556.9367 | 1557.3985 | 1549.6384 | 1550.7235 | 1552.386 | 1554.5029 | 1554.4466 | 1557.4371 | 1556.8232 | 1558.1912 | 1557.3714 | 1559.8929 | 1558.4948 | 1561.3636 | 1561.3413 | 1561.2707 | 1561.1031 | 1561.5674 | 1562.2149 | 1563.1508 | 1563.3683 | 1564.4805 | 1566.1142 | 1566.6267 | 1566.3537 | 1566.41 | 1566.6658 | 1567.143 | 1567.1757 | 1568.0446 | 1569.5119 | 1563.5515 | 1562.7157 | 1562.6732 | 1562.5725 | 1562.3662 | 1563.1603 | 1562.1757 | 1562.7527 | 1556.5666 | 1556.6044
198 | HRSG RH dP -- terminal pt. to terminal pt. | psi | 20.1119 | 14.3744 | 20.2771 | 20.2503 | 20.2061 | 20.1508 | 20.0899 | 20.0639 | 18.0479 | 18.491 | 19.2203 | 19.5389 | 20.0916 | 20.0645 | 19.8689 | 18.9512 | 38.5989 | 38.2998 | 37.74 | 37.6386 | 37.5026 | 37.3481 | 36.9909 | 35.1648 | 14.595 | 14.745 | 14.5918 | 14.4466 | 14.6259 | 14.1294 | 14.4143 | 14.0611 | 14.3619 | 13.8456 | 14.2244 | 13.8337 | 13.2811 | 11.8612 | 12.0497 | 11.9311 | 11.7819 | 11.4596 | 11.3869 | 11.2178 | 10.8656 | 9.4729 | 9.6269 | 9.5426 | 9.4401 | 9.2251 | 9.172 | 9.0559 | 8.8228 | 8.3125 | 8.2709 | 8.2859 | 8.3147 | 8.3575 | 8.4168 | 8.3904 | 8.4965 | 27.555 | 27.8481 | 27.5071 | 27.1692 | 27.5229 | 26.2908 | 26.8787 | 26.0965 | 26.7307 | 25.6583 | 26.3877 | 25.6549 | 24.5659 | 21.8145 | 22.1622 | 21.9478 | 21.6813 | 21.0982 | 20.9655 | 20.6595 | 20.021 | 17.4676 | 17.7513 | 17.5903 | 17.406 | 17.0176 | 16.9203 | 16.7084 | 16.2821 | 15.3313 | 15.2985 | 15.3301 | 15.3852 | 15.4724 | 15.5343 | 15.538 | 15.6812 | 18.4394 | 18.6256 | 18.4176 | 18.2283 | 18.4658 | 17.8438 | 18.2112 | 17.762 | 18.1499 | 17.5658 | 17.9947 | 17.6554 | 16.9155 | 14.9888 | 15.2211 | 15.0955 | 14.946 | 14.6043 | 14.527 | 14.3728 | 14.0137 | 12.2329 | 12.4168 | 12.3057 | 12.19 | 11.9537 | 11.8906 | 11.784 | 11.553 | 10.631 | 10.5664 | 10.5878 | 10.6211 | 10.6852 | 10.7696 | 10.7331 | 10.8745 | 33.8917 | 34.2494 | 33.8327 | 33.4334 | 33.884 | 32.6679 | 33.3635 | 32.5044 | 33.2412 | 32.1288 | 32.9353 | 32.2999 | 30.8978 | 27.2799 | 27.6977 | 27.4606 | 27.1631 | 26.5273 | 26.386 | 26.104 | 25.4401 | 22.1238 | 22.4597 | 22.2772 | 22.0482 | 21.6016 | 21.4861 | 21.2923 | 20.8676 | 19.1865 | 19.0583 | 19.0904 | 19.1522 | 19.2614 | 19.4106 | 19.3515 | 19.6042 | 10.0178 | 10.0092
199 | STG Throttle Temperature Setpoint | Temperature, F | <= 1085 F | <= 1085 F | <= 1085 F | <= 1085 F | <= 1085 F | <= 1085 F | <= 1085 F | <= 1085 F | <= 1085 F | <= 1085 F | <= 1085 F | <= 1085 F | <= 1085 F | <= 1085 F | <= 1085 F | <= 1085 F | <= 1085 F | <= 1085 F | <= 1085 F | <= 1085 F | <= 1085 F | <= 1085 F | <= 1085 F | <= 1085 F | <= 1085 F | <= 1085 F | <= 1085 F | <= 1085 F | <= 1085 F | <= 1085 F | <= 1085 F | <= 1085 F | <= 1085 F | <= 1085 F | <= 1085 F | <= 1085 F | <= 1085 F | <= 1085 F | <= 1085 F | <= 1085 F | <= 1085 F | <= 1085 F | <= 1085 F | <= 1085 F | <= 1085 F | <= 1085 F | <= 1085 F | <= 1085 F | <= 1085 F | <= 1085 F | <= 1085 F | <= 1085 F | <= 1085 F | <= 1085 F | <= 1085 F | <= 1085 F | <= 1085 F | <= 1085 F | <= 1085 F | <= 1085 F | <= 1085 F | <= 1085 F | <= 1085 F | <= 1085 F | <= 1085 F | <= 1085 F | <= 1085 F | <= 1085 F | <= 1085 F | <= 1085 F | <= 1085 F | <= 1085 F | <= 1085 F | <= 1085 F | <= 1085 F | <= 1085 F | <= 1085 F | <= 1085 F | <= 1085 F | <= 1085 F | <= 1085 F | <= 1085 F | <= 1085 F | <= 1085 F | <= 1085 F | <= 1085 F | <= 1085 F | <= 1085 F | <= 1085 F | <= 1085 F | <= 1085 F | <= 1085 F | <= 1085 F | <= 1085 F | <= 1085 F | <= 1085 F | <= 1085 F | <= 1085 F | <= 1085 F | <= 1085 F | <= 1085 F | <= 1085 F | <= 1085 F | <= 1085 F | <= 1085 F | <= 1085 F | <= 1085 F | <= 1085 F | <= 1085 F | <= 1085 F | <= 1085 F | <= 1085 F | <= 1085 F | <= 1085 F | <= 1085 F | <= 1085 F | <= 1085 F | <= 1085 F | <= 1085 F | <= 1085 F | <= 1085 F | <= 1085 F | <= 1085 F | <= 1085 F | <= 1085 F | <= 1085 F | <= 1085 F | <= 1085 F | <= 1085 F | <= 1085 F | <= 1085 F | <= 1085 F | <= 1085 F | <= 1085 F | <= 1085 F | <= 1085 F | <= 1085 F | <= 1085 F | <= 1085 F | <= 1085 F | <= 1085 F | <= 1085 F | <= 1085 F | <= 1085 F | <= 1085 F | <= 1085 F | <= 1085 F | <= 1085 F | <= 1085 F | <= 1085 F | <= 1085 F | <= 1085 F | <= 1085 F | <= 1085 F | <= 1085 F | <= 1085 F | <= 1085 F | <= 1085 F | <= 1085 F | <= 1085 F | <= 1085 F | <= 1085 F | <= 1085 F | <= 1085 F | <= 1085 F | <= 1085 F | <= 1085 F | <= 1085 F | <= 1085 F | <= 1085 F | <= 1085 F | <= 1085 F | <= 1085 F | <= 1085 F
200 | Reheat Steam Desuperheating Flow | Flow, lb/h | 959.7423 | 0 | 0 | 0 | 0 | 0 | 0 | 1639.0138 | 0 | 0 | 0 | 0 | 0 | 1633.6867 | 7093.8815 | 12417.4492 | 5298.3387 | 9796.3077 | 14040.2794 | 18645.5828 | 22814.8468 | 24089.1788 | 26635.2158 | 31816.4262 | 0 | 0 | 0 | 0 | 0 | 0 | 0 | 0 | 0 | 2749.5588 | 373.2729 | 6330.7759 | 5028.299 | 1283.2274 | 1193.8909 | 1970.8943 | 3047.3974 | 4576.7331 | 4929.5385 | 6813.8987 | 9290.4019 | 7069.1866 | 6905.8583 | 6873.2284 | 7105.1888 | 7600.7436 | 7586.4973 | 8763.3847 | 10571.4325 | 460.6279 | 0 | 0 | 0 | 0 | 242.9248 | 0 | 18.5332 | 0 | 0 | 0 | 213.719 | 699.193 | 6089.8717 | 5744.36 | 7565.1501 | 6859.5027 | 10783.46 | 9027.5402 | 14310.2603 | 12337.3208 | 6884.1651 | 7033.6153 | 7633.5918 | 8475.6415 | 9582.2404 | 9840.8402 | 11514.5761 | 13590.7476 | 9874.3646 | 9828.4035 | 9778.1725 | 9900.4127 | 10203.2831 | 10154.8458 | 11264.8098 | 12941.2997 | 2410.6497 | 1017.8727 | 987.9444 | 934.5078 | 839.7791 | 2189.6505 | 756.0181 | 2007.7838 | 0 | 0 | 0 | 0 | 0 | 0 | 0 | 0 | 0 | 0 | 0 | 0 | 0 | 0 | 0 | 0 | 0 | 0 | 0 | 0 | 0 | 0 | 0 | 0 | 0 | 0 | 0 | 0 | 0 | 0 | 0 | 0 | 0 | 0 | 0 | 0 | 0 | 0 | 0 | 0 | 0 | 0 | 0 | 0 | 0 | 0 | 0 | 0 | 0 | 0 | 0 | 0 | 0 | 0 | 0 | 0 | 0 | 0 | 0 | 0 | 0 | 0 | 0 | 0 | 0 | 0 | 0 | 0 | 0 | 0 | 0 | 0 | 0 | 0 | 0 | 0
201 | (from IP Feedwater) | Temperature, F | 333.5905 | 323.3736 | 333.3196 | 333.4372 | 333.4438 | 333.5967 | 333.3688 | 333.3526 | 328.312 | 329.5335 | 331.2144 | 332.2089 | 333.3715 | 333.3526 | 333.0486 | 329.776 | 286.1893 | 229.9185 | 229.9185 | 229.9185 | 285.9868 | 286.2568 | 287.0224 | 284.8449 | 324.7707 | 324.8406 | 324.1575 | 323.3476 | 324.2368 | 321.8554 | 323.3367 | 321.5111 | 323.1275 | 320.7535 | 322.5985 | 321.4101 | 318.4727 | 307.1557 | 308.5281 | 307.9436 | 307.6457 | 307.2666 | 307.1386 | 306.739 | 305.6927 | 295.5582 | 296.5608 | 295.1271 | 294.8196 | 295.0651 | 295.0133 | 294.8097 | 294.1887 | 288.392 | 288.455 | 288.8721 | 288.6354 | 290.271 | 290.6856 | 291.2115 | 292.3835 | 296.8261 | 296.4038 | 294.2031 | 292.0426 | 292.4496 | 291.9501 | 292.9797 | 291.8422 | 293.0122 | 291.4871 | 292.9867 | 292.3943 | 290.5745 | 283.2363 | 283.0338 | 282.1413 | 280.1604 | 280.4927 | 280.7852 | 280.8018 | 280.5291 | 270.6044 | 270.7758 | 272.0214 | 270.2678 | 270.203 | 270.484 | 270.892 | 270.9732 | 269.5658 | 267.611 | 267.0717 | 267.0255 | 267.9611 | 268.4608 | 269.5797 | 271.1406 | 324.7714 | 324.8451 | 324.1641 | 323.3514 | 324.2415 | 321.8607 | 323.3433 | 321.5167 | 323.1324 | 320.76 | 322.6051 | 321.417 | 318.4797 | 307.1563 | 308.5309 | 307.9393 | 307.648 | 307.272 | 307.1433 | 306.7437 | 305.7008 | 295.5594 | 296.5622 | 295.1299 | 294.8279 | 295.0734 | 295.0147 | 294.8176 | 294.197 | 288.3934 | 288.4588 | 288.8762 | 288.6411 | 290.2784 | 290.6798 | 291.2191 | 292.3903 | 296.8268 | 296.4155 | 294.2073 | 292.0413 | 292.4622 | 291.9582 | 292.9887 | 291.8512 | 293.0202 | 291.4968 | 292.9966 | 292.4114 | 290.5846 | 283.2444 | 283.0401 | 282.1476 | 280.1669 | 280.5028 | 280.7949 | 280.8106 | 280.5395 | 270.6172 | 270.7828 | 272.0332 | 270.2759 | 270.2147 | 270.4955 | 270.9043 | 270.984 | 269.5676 | 267.6106 | 267.0789 | 267.0217 | 267.9683 | 268.4615 | 269.5842 | 271.144 | 294.6945 | 294.6907
202 | Cold Reheat Steam from HP Bypass | Flow, lb/h | 0 | 0 | 0 | 0 | 0 | 0 | 0 | 0 | 0 | 0 | 0 | 0 | 0 | 0 | 0 | 0 | 0 | 0 | 0 | 0 | 0 | 0 | 0 | 0 | 0 | 0 | 0 | 0 | 0 | 0 | 0 | 0 | 0 | 0 | 0 | 0 | 0 | 0 | 0 | 0 | 0 | 0 | 0 | 0 | 0 | 0 | 0 | 0 | 0 | 0 | 0 | 0 | 0 | 0 | 0 | 0 | 0 | 0 | 0 | 0 | 0 | 0 | 0 | 0 | 0 | 0 | 0 | 0 | 0 | 0 | 0 | 0 | 0 | 0 | 0 | 0 | 0 | 0 | 0 | 0 | 0 | 0 | 0 | 0 | 0 | 0 | 0 | 0 | 0 | 0 | 0 | 0 | 0 | 0 | 0 | 0 | 0 | 0 | 799358.5425 | 810179.3682 | 801996.6842 | 795023.5454 | 807026.138 | 779805.896 | 797380.7298 | 776793.3826 | 795091.8006 | 769872.7844 | 789039.9478 | 777182.7545 | 740633.221 | 648131.3515 | 658293.9117 | 653168.9007 | 647112.524 | 632652.0309 | 629403.0053 | 623796.3985 | 609474.8761 | 529128.0622 | 537000.7408 | 532277.8003 | 527313.2683 | 517112.6916 | 514334.6267 | 510411.621 | 501507.1783 | 454518.6511 | 450921.048 | 451817.0162 | 453390.0598 | 456113.9967 | 460516.2172 | 458203.0018 | 465131.6954 | 812301.6279 | 822698.6367 | 814034.9918 | 806311.0461 | 818078.7139 | 790249.3342 | 807742.8173 | 786991.499 | 805294.3615 | 779432.318 | 798859.3273 | 785974.8937 | 749444.6463 | 655567.4351 | 666118.8116 | 660560.6184 | 653808.9913 | 638395.3862 | 634948.5 | 628800.2169 | 613402.9613 | 529036.7908 | 537327.1751 | 532558.9164 | 527112.6299 | 516177.8338 | 513259.7665 | 509010.7233 | 499415.7922 | 451886.8587 | 448212.032 | 449044.3482 | 450602.0741 | 453245.7715 | 457571.2446 | 455355.2532 | 462204.6597 | 455192.3138 | 454974.4528
203 |  | Pressure, psia | 2017-06-02: 466.7217; 2017-06-02: 472.3145; 2017-06-02: 467.1193; 2017-06-02: 462.323; 2017-06-02: 468.8393; 2017-06-02: 452.7217; 2017-06-02: 462.3826; 2017-06-02: 450.7854; 2017-06-02: 460.8806; 2017-06-02: 446.4825; 2017-06-02: 457.0869; 2017-06-02: 449.9091; 2017-06-02: 429.6933; 2017-06-02: 377.4119; 2017-06-02: 383.6477; 2017-06-02: 380.4832; 2017-06-02: 376.6445; 2017-06-02: 367.5412; 2017-06-02: 365.4971; 2017-06-02: 361.8544; 2017-06-02: 352.7897; 2017-06-02: 304.2641; 2017-06-02: 309.1538; 2017-06-02: 306.3432; 2017-06-02: 303.2456; 2017-06-02: 296.788; 2017-06-02: 295.0498; 2017-06-02: 292.5104; 2017-06-02: 286.8458; 2017-06-02: 259.5201; 2017-06-02: 257.5566; 2017-06-02: 258.0451; 2017-06-02: 258.9597; 2017-06-02: 260.3783; 2017-06-02: 262.7508; 2017-06-02: 261.4754; 2017-06-02: 265.1787; 2017-06-02: 263.7008; 2017-06-02: 266.8655; 2017-06-02: 263.8605; 2017-06-02: 261.0894; 2017-06-02: 264.8215; 2017-06-02: 255.6338; 2017-06-02: 261.2214; 2017-06-02: 254.5217; 2017-06-02: 260.3736; 2017-06-02: 251.9532; 2017-06-02: 258.1826; 2017-06-02: 253.8179; 2017-06-02: 242.1527; 2017-06-02: 212.2609; 2017-06-02: 215.7181; 2017-06-02: 213.943; 2017-06-02: 211.7896; 2017-06-02: 206.7433; 2017-06-02: 205.603; 2017-06-02: 203.5393; 2017-06-02: 198.4704; 2017-06-02: 171.5702; 2017-06-02: 174.2879; 2017-06-02: 172.7196; 2017-06-02: 170.9956; 2017-06-02: 167.4221; 2017-06-02: 166.4646; 2017-06-02: 165.034; 2017-06-02: 161.8501; 2017-06-02: 146.8246; 2017-06-02: 145.7178; 2017-06-02: 146.0043; 2017-06-02: 146.5135; 2017-06-02: 147.3353; 2017-06-02: 148.686; 2017-06-02: 147.9603; 2017-06-02: 150.0784; 2017-06-02: 275; 2017-06-02: 275
204 |  | Temperature, F | 2017-06-02: 649.9999; 2017-06-02: 649.9999; 2017-06-02: 649.9999; 2017-06-02: 649.9999; 2017-06-02: 649.9999; 2017-06-02: 649.9999; 2017-06-02: 649.9999; 2017-06-02: 649.9999; 2017-06-02: 650.0003; 2017-06-02: 650.0003; 2017-06-02: 649.9999; 2017-06-02: 649.9999; 2017-06-02: 649.9999; 2017-06-02: 649.9999; 2017-06-02: 649.9999; 2017-06-02: 649.9999; 2017-06-02: 649.9999; 2017-06-02: 649.9999; 2017-06-02: 649.9999; 2017-06-02: 649.9999; 2017-06-02: 649.9999; 2017-06-02: 649.9999; 2017-06-02: 649.9999; 2017-06-02: 649.9999; 2017-06-02: 649.9999; 2017-06-02: 649.9999; 2017-06-02: 649.9999; 2017-06-02: 649.9999; 2017-06-02: 650.0003; 2017-06-02: 649.9999; 2017-06-02: 650.0003; 2017-06-02: 649.9999; 2017-06-02: 649.9999; 2017-06-02: 649.9999; 2017-06-02: 650.0003; 2017-06-02: 649.9999; 2017-06-02: 649.9999; 2017-06-02: 649.9999; 2017-06-02: 650.0003; 2017-06-02: 649.9999; 2017-06-02: 649.9999; 2017-06-02: 649.9999; 2017-06-02: 649.9999; 2017-06-02: 649.9999; 2017-06-02: 649.9999; 2017-06-02: 650.0003; 2017-06-02: 649.9999; 2017-06-02: 649.9999; 2017-06-02: 650.0005; 2017-06-02: 649.9999; 2017-06-02: 649.9999; 2017-06-02: 649.9999; 2017-06-02: 649.9999; 2017-06-02: 649.9999; 2017-06-02: 649.9999; 2017-06-02: 649.9998; 2017-06-02: 649.9999; 2017-06-02: 649.9999; 2017-06-02: 649.9999; 2017-06-02: 649.9999; 2017-06-02: 649.9999; 2017-06-02: 649.9999; 2017-06-02: 649.9999; 2017-06-02: 650.0003; 2017-06-02: 649.9998; 2017-06-02: 649.9999; 2017-06-02: 650.0003; 2017-06-02: 649.9999; 2017-06-02: 649.9999; 2017-06-02: 649.9999; 2017-06-02: 649.9999; 2017-06-02: 649.9999; 2017-06-02: 649.9999; 2017-06-02: 649.9999; 2017-06-02: 649.9999; 2017-06-02: 649.9999
205 |  | Enthalpy, Btu/lb | 2017-06-02: 1330.7155; 2017-06-02: 1330.3277; 2017-06-02: 1330.688; 2017-06-02: 1331.0195; 2017-06-02: 1330.5685; 2017-06-02: 1331.6816; 2017-06-02: 1331.0156; 2017-06-02: 1331.8148; 2017-06-02: 1331.1192; 2017-06-02: 1332.1106; 2017-06-02: 1331.381; 2017-06-02: 1331.875; 2017-06-02: 1333.2598; 2017-06-02: 1336.7903; 2017-06-02: 1336.3728; 2017-06-02: 1336.5852; 2017-06-02: 1336.8419; 2017-06-02: 1337.4494; 2017-06-02: 1337.5852; 2017-06-02: 1337.8277; 2017-06-02: 1338.4292; 2017-06-02: 1341.614; 2017-06-02: 1341.2954; 2017-06-02: 1341.4786; 2017-06-02: 1341.6802; 2017-06-02: 1342.0994; 2017-06-02: 1342.212; 2017-06-02: 1342.3767; 2017-06-02: 1342.7434; 2017-06-02: 1344.5001; 2017-06-02: 1344.6256; 2017-06-02: 1344.5946; 2017-06-02: 1344.5358; 2017-06-02: 1344.445; 2017-06-02: 1344.2933; 2017-06-02: 1344.375; 2017-06-02: 1344.1376; 2017-06-02: 1344.2322; 2017-06-02: 1344.0297; 2017-06-02: 1344.2223; 2017-06-02: 1344.3995; 2017-06-02: 1344.1604; 2017-06-02: 1344.7486; 2017-06-02: 1344.3913; 2017-06-02: 1344.8195; 2017-06-02: 1344.4455; 2017-06-02: 1344.9833; 2017-06-02: 1344.5856; 2017-06-02: 1344.8646; 2017-06-02: 1345.6075; 2017-06-02: 1347.4975; 2017-06-02: 1347.2799; 2017-06-02: 1347.3913; 2017-06-02: 1347.5271; 2017-06-02: 1347.844; 2017-06-02: 1347.9154; 2017-06-02: 1348.0448; 2017-06-02: 1348.3625; 2017-06-02: 1350.037; 2017-06-02: 1349.8685; 2017-06-02: 1349.9661; 2017-06-02: 1350.0727; 2017-06-02: 1350.2941; 2017-06-02: 1350.3534; 2017-06-02: 1350.4416; 2017-06-02: 1350.6385; 2017-06-02: 1351.5641; 2017-06-02: 1351.632; 2017-06-02: 1351.6144; 2017-06-02: 1351.583; 2017-06-02: 1351.5323; 2017-06-02: 1351.4497; 2017-06-02: 1351.494; 2017-06-02: 1351.3637; 2017-06-02: 1343.507; 2017-06-02: 1343.507
206 | Cold Reheat Steam from STG to HRSG | Flow, lb/h | 1041449.3201 | 683531.1822 | 1056394.0281 | 1054938.4469 | 1050357.4137 | 1046516.0761 | 1040343.745 | 1038975.4669 | 926620.3108 | 950799.3086 | 991155.5759 | 1009884.4777 | 1040418.3495 | 1038992.9276 | 1029080.0543 | 980321.2579 | 1027792.73 | 1030969.7702 | 1020356.8846 | 1019752.9057 | 1010741.6357 | 1007674.9149 | 1000267.6414 | 953277.1301 | 689030.0093 | 698161.5196 | 690630.99 | 683869.6802 | 694285.6576 | 670274.5198 | 685292.5625 | 667635.3463 | 683246.1772 | 659670.9995 | 677650.2848 | 663268.4439 | 632859.3361 | 556810.3758 | 565600.4515 | 560642.745 | 554638.274 | 541077.5587 | 538038.5368 | 531874.5392 | 517804.8466 | 450480.0085 | 457399.2575 | 453355.0592 | 448882.1231 | 439656.7223 | 437254.8546 | 432997.3985 | 423995.9699 | 390972.1335 | 388255.419 | 389001.702 | 390334.2652 | 392582.3207 | 396112.7004 | 394295.2874 | 400072.3734 | 701941.5069 | 710785.5518 | 703392.1674 | 696621.7305 | 706307.9331 | 678713.5576 | 693866.7613 | 674897.5379 | 690978.4564 | 666209.21 | 683931.5067 | 669304.8202 | 639322.8628 | 562910.4041 | 571914.293 | 566759.7577 | 560419.5665 | 546315.4288 | 543129.7377 | 536613.7498 | 521865.4738 | 452051.3854 | 459269.9254 | 455131.5984 | 450377.6257 | 440667.137 | 438157.5689 | 433649.5529 | 424109.9402 | 390766.8918 | 388692.014 | 389447.7416 | 390839.5915 | 393139.9496 | 395843.3306 | 394930.2986 | 399810.2259 | 0 | 0 | 0 | 0 | 0 | 0 | 0 | 0 | 0 | 0 | 0 | 0 | 0 | 0 | 0 | 0 | 0 | 0 | 0 | 0 | 0 | 0 | 0 | 0 | 0 | 0 | 0 | 0 | 0 | 0 | 0 | 0 | 0 | 0 | 0 | 0 | 0 | 0 | 0 | 0 | 0 | 0 | 0 | 0 | 0 | 0 | 0 | 0 | 0 | 0 | 0 | 0 | 0 | 0 | 0 | 0 | 0 | 0 | 0 | 0 | 0 | 0 | 0 | 0 | 0 | 0 | 0 | 0 | 0 | 0 | 0 | 0 | 0 | 0 | 0 | 0
207 | (at HRSG terminal point) | Pressure, psia | 2017-06-02: 642.1523; 2017-06-02: 457.5005; 2017-06-02: 648.5632; 2017-06-02: 648.8237; 2017-06-02: 646.0399; 2017-06-02: 644.5949; 2017-06-02: 641.0925; 2017-06-02: 640.895; 2017-06-02: 579.7888; 2017-06-02: 594.2614; 2017-06-02: 615.3769; 2017-06-02: 625.5807; 2017-06-02: 641.1269; 2017-06-02: 640.899; 2017-06-02: 637.3399; 2017-06-02: 609.6141; 2017-06-02: 360.4292; 2017-06-02: 359.5808; 2017-06-02: 355.8904; 2017-06-02: 357.1161; 2017-06-02: 357.489; 2017-06-02: 356.5253; 2017-06-02: 354.1004; 2017-06-02: 337.8448; 2017-06-02: 462.8774; 2017-06-02: 468.4339; 2017-06-02: 463.2935; 2017-06-02: 458.5413; 2017-06-02: 464.9994; 2017-06-02: 449.0073; 2017-06-02: 458.5857; 2017-06-02: 447.0845; 2017-06-02: 457.0927; 2017-06-02: 442.7622; 2017-06-02: 453.3166; 2017-06-02: 446.0874; 2017-06-02: 426.059; 2017-06-02: 374.2843; 2017-06-02: 380.4764; 2017-06-02: 377.3187; 2017-06-02: 373.4803; 2017-06-02: 364.3965; 2017-06-02: 362.3571; 2017-06-02: 358.6994; 2017-06-02: 349.6416; 2017-06-02: 301.504; 2017-06-02: 306.3638; 2017-06-02: 303.5801; 2017-06-02: 300.4957; 2017-06-02: 294.0594; 2017-06-02: 292.3313; 2017-06-02: 289.7822; 2017-06-02: 284.1156; 2017-06-02: 257.2017; 2017-06-02: 255.2611; 2017-06-02: 255.7432; 2017-06-02: 256.6533; 2017-06-02: 258.0506; 2017-06-02: 260.398; 2017-06-02: 259.1327; 2017-06-02: 262.8007; 2017-06-02: 257.3641; 2017-06-02: 260.4643; 2017-06-02: 257.535; 2017-06-02: 254.8252; 2017-06-02: 258.4605; 2017-06-02: 249.2568; 2017-06-02: 254.7366; 2017-06-02: 248.1137; 2017-06-02: 253.8632; 2017-06-02: 245.4828; 2017-06-02: 251.635; 2017-06-02: 247.1729; 2017-06-02: 235.8208; 2017-06-02: 206.7955; 2017-06-02: 210.1826; 2017-06-02: 208.4303; 2017-06-02: 206.3078; 2017-06-02: 201.3143; 2017-06-02: 200.1825; 2017-06-02: 198.0947; 2017-06-02: 193.0513; 2017-06-02: 166.9141; 2017-06-02: 169.5796; 2017-06-02: 168.0328; 2017-06-02: 166.3534; 2017-06-02: 162.8381; 2017-06-02: 161.8988; 2017-06-02: 160.45; 2017-06-02: 157.2646; 2017-06-02: 142.9694; 2017-06-02: 141.958; 2017-06-02: 142.244; 2017-06-02: 142.7465; 2017-06-02: 143.5463; 2017-06-02: 144.8097; 2017-06-02: 144.1467; 2017-06-02: 146.1554
208 |  | Temperature, F | 2017-06-02: 692.0406; 2017-06-02: 717.3918; 2017-06-02: 666.8938; 2017-06-02: 669.1464; 2017-06-02: 675.4993; 2017-06-02: 681.2544; 2017-06-02: 690.3124; 2017-06-02: 692.6248; 2017-06-02: 671.3393; 2017-06-02: 673.6188; 2017-06-02: 678.3379; 2017-06-02: 683.0589; 2017-06-02: 690.3442; 2017-06-02: 692.6209; 2017-06-02: 697.2966; 2017-06-02: 698.5143; 2017-06-02: 733.7863; 2017-06-02: 732.4743; 2017-06-02: 732.5496; 2017-06-02: 733.4978; 2017-06-02: 735.8634; 2017-06-02: 735.9573; 2017-06-02: 736.1292; 2017-06-02: 736.6204; 2017-06-02: 703.0924; 2017-06-02: 704.4382; 2017-06-02: 709.6462; 2017-06-02: 715.8537; 2017-06-02: 713.8002; 2017-06-02: 717.694; 2017-06-02: 717.3421; 2017-06-02: 717.6414; 2017-06-02: 717.2695; 2017-06-02: 718.2799; 2017-06-02: 717.325; 2017-06-02: 718.7353; 2017-06-02: 719.1892; 2017-06-02: 719.5552; 2017-06-02: 719.6515; 2017-06-02: 719.8174; 2017-06-02: 719.9949; 2017-06-02: 720.1524; 2017-06-02: 720.1944; 2017-06-02: 720.5695; 2017-06-02: 720.9705; 2017-06-02: 719.4996; 2017-06-02: 719.6101; 2017-06-02: 719.5874; 2017-06-02: 719.5521; 2017-06-02: 719.4391; 2017-06-02: 719.3523; 2017-06-02: 719.6427; 2017-06-02: 720.0291; 2017-06-02: 714.9369; 2017-06-02: 714.5735; 2017-06-02: 714.6225; 2017-06-02: 714.7517; 2017-06-02: 714.8352; 2017-06-02: 715.1414; 2017-06-02: 714.9229; 2017-06-02: 715.2438; 2017-06-02: 740.7889; 2017-06-02: 740.9914; 2017-06-02: 740.509; 2017-06-02: 740.0399; 2017-06-02: 740.4897; 2017-06-02: 740.2892; 2017-06-02: 740.788; 2017-06-02: 740.3835; 2017-06-02: 740.8515; 2017-06-02: 740.5734; 2017-06-02: 740.9172; 2017-06-02: 741.2189; 2017-06-02: 739.7908; 2017-06-02: 735.886; 2017-06-02: 736.3197; 2017-06-02: 736.2826; 2017-06-02: 736.2795; 2017-06-02: 735.9444; 2017-06-02: 735.8756; 2017-06-02: 735.9822; 2017-06-02: 735.8956; 2017-06-02: 732.6525; 2017-06-02: 732.9457; 2017-06-02: 732.7535; 2017-06-02: 732.6633; 2017-06-02: 732.3651; 2017-06-02: 732.247; 2017-06-02: 732.4005; 2017-06-02: 732.5175; 2017-06-02: 728.037; 2017-06-02: 727.5371; 2017-06-02: 727.5888; 2017-06-02: 727.6348; 2017-06-02: 727.6577; 2017-06-02: 728.2108; 2017-06-02: 727.6573; 2017-06-02: 728.2224
209 |  | Enthalpy, Btu/lb | 2017-06-02: 1343.6738; 2017-06-02: 1369.1659; 2017-06-02: 1328.0793; 2017-06-02: 1329.4361; 2017-06-02: 1333.4859; 2017-06-02: 1337.0564; 2017-06-02: 1342.7107; 2017-06-02: 1344.1015; 2017-06-02: 1335.4524; 2017-06-02: 1335.8359; 2017-06-02: 1337.2413; 2017-06-02: 1339.3866; 2017-06-02: 1342.7279; 2017-06-02: 1344.099; 2017-06-02: 1347.0998; 2017-06-02: 1349.5366; 2017-06-02: 1383.2901; 2017-06-02: 1382.631; 2017-06-02: 1382.8632; 2017-06-02: 1383.3073; 2017-06-02: 1384.554; 2017-06-02: 1384.6542; 2017-06-02: 1384.8705; 2017-06-02: 1385.9659; 2017-06-02: 1360.9282; 2017-06-02: 1361.3555; 2017-06-02: 1364.5486; 2017-06-02: 1368.257; 2017-06-02: 1366.7575; 2017-06-02: 1369.8039; 2017-06-02: 1369.0778; 2017-06-02: 1369.8813; 2017-06-02: 1369.1208; 2017-06-02: 1370.472; 2017-06-02: 1369.3615; 2017-06-02: 1370.5391; 2017-06-02: 1371.8903; 2017-06-02: 1374.9075; 2017-06-02: 1374.6246; 2017-06-02: 1374.8851; 2017-06-02: 1375.1882; 2017-06-02: 1375.7626; 2017-06-02: 1375.8946; 2017-06-02: 1376.2927; 2017-06-02: 1376.993; 2017-06-02: 1378.7751; 2017-06-02: 1378.5756; 2017-06-02: 1378.7114; 2017-06-02: 1378.8563; 2017-06-02: 1379.1379; 2017-06-02: 1379.1839; 2017-06-02: 1379.4715; 2017-06-02: 1379.9745; 2017-06-02: 1378.7291; 2017-06-02: 1378.6422; 2017-06-02: 1378.6422; 2017-06-02: 1378.6616; 2017-06-02: 1378.631; 2017-06-02: 1378.6663; 2017-06-02: 1378.619; 2017-06-02: 1378.5919; 2017-06-02: 1392.2178; 2017-06-02: 1392.1692; 2017-06-02: 1392.063; 2017-06-02: 1391.953; 2017-06-02: 1392.0067; 2017-06-02: 1392.3597; 2017-06-02: 1392.3476; 2017-06-02: 1392.4654; 2017-06-02: 1392.4237; 2017-06-02: 1392.695; 2017-06-02: 1392.5686; 2017-06-02: 1392.947; 2017-06-02: 1392.7672; 2017-06-02: 1392.1881; 2017-06-02: 1392.2436; 2017-06-02: 1392.3115; 2017-06-02: 1392.4156; 2017-06-02: 1392.4908; 2017-06-02: 1392.5114; 2017-06-02: 1392.6701; 2017-06-02: 1392.8756; 2017-06-02: 1392.5123; 2017-06-02: 1392.5295; 2017-06-02: 1392.5084; 2017-06-02: 1392.5458; 2017-06-02: 1392.5682; 2017-06-02: 1392.5549; 2017-06-02: 1392.7049; 2017-06-02: 1392.9225; 2017-06-02: 1391.3567; 2017-06-02: 1391.1538; 2017-06-02: 1391.1658; 2017-06-02: 1391.1641; 2017-06-02: 1391.1353; 2017-06-02: 1391.3528; 2017-06-02: 1391.1052; 2017-06-02: 1391.2918
210 | Cold Reheat Steam, % of HP Steam |  | 0.97477 | 0.97426 | 0.97466 | 0.97466 | 0.97469 | 0.97472 | 0.97476 | 0.97477 | 0.97455 | 0.97457 | 0.97464 | 0.97469 | 0.97477 | 0.97477 | 0.97476 | 0.97474 | 0.97329 | 0.97334 | 0.97331 | 0.97328 | 0.9732 | 0.97319 | 0.97318 | 0.97307 | 0.97414 | 0.97416 | 0.97419 | 0.97423 | 0.97423 | 0.97426 | 0.97426 | 0.97426 | 0.97426 | 0.97425 | 0.97427 | 0.97423 | 0.97423 | 0.97428 | 0.97426 | 0.97426 | 0.97426 | 0.97425 | 0.97424 | 0.97421 | 0.97414 | 0.97386 | 0.97389 | 0.97386 | 0.97384 | 0.97381 | 0.9738 | 0.97377 | 0.9737 | 0.97358 | 0.97357 | 0.97358 | 0.97358 | 0.97361 | 0.97364 | 0.97363 | 0.97369 | 0.97206 | 0.9721 | 0.97206 | 0.97203 | 0.97207 | 0.97191 | 0.97199 | 0.97188 | 0.97197 | 0.97182 | 0.97193 | 0.97182 | 0.97166 | 0.97115 | 0.97121 | 0.97117 | 0.9711 | 0.97099 | 0.97096 | 0.9709 | 0.97076 | 0.97002 | 0.9701 | 0.97006 | 0.96999 | 0.96987 | 0.96984 | 0.96978 | 0.96964 | 0.96925 | 0.96922 | 0.96923 | 0.96925 | 0.96929 | 0.96932 | 0.96933 | 0.96941 | 0 | 0 | 0 | 0 | 0 | 0 | 0 | 0 | 0 | 0 | 0 | 0 | 0 | 0 | 0 | 0 | 0 | 0 | 0 | 0 | 0 | 0 | 0 | 0 | 0 | 0 | 0 | 0 | 0 | 0 | 0 | 0 | 0 | 0 | 0 | 0 | 0 | 0 | 0 | 0 | 0 | 0 | 0 | 0 | 0 | 0 | 0 | 0 | 0 | 0 | 0 | 0 | 0 | 0 | 0 | 0 | 0 | 0 | 0 | 0 | 0 | 0 | 0 | 0 | 0 | 0 | 0 | 0 | 0 | 0 | 0 | 0 | 0 | 0 | 0 | 0
211 | HP Steam - Cold Reheat Steam | Flow, lb/h | 26958.412 | 18058.6518 | 27463.9764 | 27430.6425 | 27269.5286 | 27147.3042 | 26933.8084 | 26894.9188 | 24195.6648 | 24813.136 | 25786.1691 | 26229.034 | 26933.8084 | 26894.1251 | 26649.6764 | 25402.0353 | 28203.672 | 28242.5616 | 27975.8902 | 27991.7635 | 27837.7926 | 27756.0451 | 27561.5972 | 26385.386 | 18287.9416 | 18518.2631 | 18294.8465 | 18087.065 | 18364.5302 | 17710.3917 | 18103.5733 | 17637.2158 | 18048.3342 | 17437.9266 | 17897.141 | 17547.0555 | 16741.327 | 14701.926 | 14940.2635 | 14810.1818 | 14653.433 | 14301.1252 | 14226.1239 | 14081.5976 | 13744.0519 | 12092.4355 | 12261.4861 | 12166.7225 | 12057.038 | 11825.9229 | 11766.0012 | 11665.3645 | 11450.44 | 10608.3617 | 10541.2177 | 10557.8053 | 10591.1392 | 10639.4734 | 10723.1256 | 10677.1724 | 10811.1431 | 20177.1813 | 20399.2487 | 20215.7534 | 20047.4171 | 20292.4214 | 19616.3777 | 19993.8447 | 19526.138 | 19924.6371 | 19320.6582 | 19754.396 | 19406.9296 | 18648.5829 | 16720.8505 | 16950.9339 | 16825.9317 | 16675.2941 | 16322.6688 | 16241.8738 | 16084.0138 | 15719.4042 | 13972.4687 | 14154.6941 | 14046.5176 | 13932.3092 | 13688.3367 | 13623.9704 | 13512.4605 | 13277.9326 | 12396.8059 | 12343.7891 | 12364.107 | 12399.1869 | 12454.5847 | 12527.3638 | 12494.3473 | 12618.2384 | 670999.5326 | 679230.4714 | 670081.7387 | 663631.863 | 673597.5943 | 651069.8954 | 665667.8513 | 648585.1691 | 663777.5799 | 642805.1465 | 658755.9834 | 648813.7445 | 618456.6218 | 541923.2085 | 550327.1663 | 546066.7737 | 540996.3668 | 528880.4388 | 526161.7401 | 521466.5779 | 509509.0654 | 442878.6839 | 449418.7993 | 445552.2231 | 441402.5468 | 432818.2684 | 430491.3226 | 427196.6613 | 419741.2917 | 380977.5922 | 377999.8413 | 378716.5999 | 380029.2421 | 382186.5818 | 385800.455 | 383858.2779 | 389511.9491 | 680049.851 | 688680.7968 | 681771.8655 | 675628.9793 | 685307.5627 | 662367.8724 | 676721.3796 | 659686.1585 | 674696.5026 | 653472.5568 | 669384.1867 | 658797.492 | 628746.962 | 551475.0437 | 560265.1193 | 555715.4359 | 550258.1968 | 537401.7796 | 534509.1095 | 529389.0192 | 516583.7934 | 446805.6579 | 453732.2087 | 449662.375 | 445215.4712 | 436064.5161 | 433603.6791 | 430020.7587 | 421979.6645 | 382199.201 | 379217.4024 | 379944.7168 | 381255.613 | 383425.0163 | 387029.6831 | 385109.4111 | 390772.4475 | 380347.1843 | 380378.6927
212
213 | IP-to-CRH Control Valve dP | psi | 9.9996 | 9.9999 | 9.9819 | 9.9989 | 9.9985 | 10.0237 | 9.9741 | 9.9973 | 10.0004 | 10.0269 | 10.0053 | 10.0127 | 10.0121 | 9.9919 | 9.9905 | 9.9806 | 39.5708 | 40.4213 | 44.1116 | 42.8851 | 42.511 | 43.4752 | 45.8997 | 62.1552 | 10.0159 | 9.9947 | 10.0133 | 10.0034 | 10.0096 | 10.0006 | 9.9832 | 10.0107 | 9.9925 | 10.0118 | 9.9914 | 9.9803 | 10.013 | 25.7158 | 19.5237 | 22.6813 | 26.5197 | 35.6036 | 37.643 | 41.3007 | 50.3584 | 98.496 | 93.6362 | 96.4199 | 99.5043 | 105.9406 | 107.6688 | 110.2178 | 115.8844 | 142.7984 | 144.739 | 144.2569 | 143.3467 | 141.9495 | 139.602 | 140.8673 | 137.1993 | 142.6359 | 139.5357 | 142.4651 | 145.1748 | 141.5397 | 150.7432 | 145.2634 | 151.8863 | 146.1368 | 154.5173 | 148.3651 | 152.8271 | 164.1792 | 193.2045 | 189.8174 | 191.5698 | 193.6923 | 198.6858 | 199.8175 | 201.9053 | 206.9487 | 233.086 | 230.4204 | 231.9673 | 233.6467 | 237.1619 | 238.1012 | 239.55 | 242.7355 | 257.0309 | 258.042 | 257.756 | 257.2535 | 256.4537 | 255.1903 | 255.8533 | 253.8446 | 10.0057 | 9.9999 | 10.0006 | 10.0008 | 9.9999 | 10.0002 | 9.9931 | 10.0004 | 10.0002 | 10.0067 | 9.9998 | 9.9935 | 10.0006 | 22.5882 | 16.3523 | 19.5169 | 23.3556 | 32.4589 | 34.5029 | 38.1457 | 47.2104 | 95.7359 | 90.8463 | 93.6568 | 96.7544 | 103.212 | 104.9502 | 107.4896 | 113.1542 | 140.4799 | 142.4435 | 141.955 | 141.0404 | 139.6217 | 137.2492 | 138.5247 | 134.8213 | 136.2992 | 133.1345 | 136.1395 | 138.9106 | 135.1785 | 144.3662 | 138.7786 | 145.4784 | 139.6264 | 148.0468 | 141.8175 | 146.1821 | 157.8473 | 187.7392 | 184.2819 | 186.057 | 188.2104 | 193.2567 | 194.397 | 196.4607 | 201.5297 | 228.4298 | 225.7121 | 227.2804 | 229.0044 | 232.5779 | 233.5354 | 234.9661 | 238.1499 | 253.1754 | 254.2822 | 253.9958 | 253.4865 | 252.6647 | 251.314 | 252.0398 | 249.9216 | 125.0001 | 125.0001
214 | IP Steam (at HRSG terminal point) | Flow, lb/h | 33477.6142 | 80411.8944 | 43768.4465 | 44150.5088 | 40614.2877 | 38630.3321 | 34189.6824 | 33150.418 | 56037.8693 | 55021.0418 | 47534.7669 | 42921.3125 | 34170.1582 | 33158.1245 | 31742.7503 | 28367.4527 | 48943.3315 | 39369.5515 | 35115.7066 | 35696.2962 | 42385.3904 | 41414.913 | 39254.0018 | 32244.4417 | 91200.4974 | 90495.4056 | 87439.0818 | 83876.8761 | 84611.4923 | 79420.1309 | 80755.3925 | 78394.2556 | 79977.8391 | 76282.7501 | 78317.7463 | 74905.583 | 72796.8315 | 65322.7235 | 67027.3806 | 65947.171 | 64480.2007 | 61316.3989 | 60596.4259 | 58843.2759 | 55368.6432 | 44029.2051 | 45407.4516 | 44831.9494 | 43914.5047 | 41869.0321 | 41383.0711 | 40265.0276 | 38079.5764 | 35538.9919 | 35623.414 | 35684.6135 | 35897.8792 | 35987.0791 | 35922.4748 | 36094.8271 | 36173.9793 | 71125.1433 | 71000.7443 | 68785.6655 | 66253.2637 | 67150.3748 | 62530.9679 | 64202.7038 | 61685.7784 | 63538.7 | 59794.5466 | 62078.5076 | 58907.3088 | 56266.9686 | 49681.7334 | 50767.4589 | 50161.845 | 49439.1497 | 47597.4268 | 47159.8952 | 46027.1768 | 43910.3935 | 38178.3559 | 39012.1404 | 38529.5525 | 38151.8475 | 37055.5107 | 36777.4502 | 36027.9132 | 34632.5791 | 33587.6003 | 33775.6671 | 33907.6218 | 34071.0136 | 34248.7707 | 34242.8103 | 34321.9307 | 34453.7664 | 102545.1419 | 101929.7342 | 99020.8734 | 95941.2953 | 96659.6413 | 91278.4352 | 92984.7352 | 90165.1616 | 92129.7201 | 87547.4171 | 90263.1792 | 85887.0703 | 83253.6112 | 74320.0012 | 76292.2106 | 75044.8235 | 73452.9463 | 70172.944 | 69428.6054 | 67450.1102 | 63645.3447 | 51231.6893 | 52777.9546 | 51973.5833 | 51013.7807 | 49004.269 | 48521.4192 | 47271.7623 | 44845.7274 | 42550.179 | 42712.6263 | 42826.541 | 42991.0836 | 43279.6998 | 43220.54 | 43485.7908 | 43660.5716 | 82970.8284 | 82846.223 | 80350.3854 | 77528.0499 | 78451.6693 | 73343.4205 | 75177.5719 | 72362.5619 | 74430.3286 | 70172.0154 | 72781.482 | 69118.7825 | 66327.2412 | 59129.273 | 60222.7605 | 59478.3506 | 58458.1977 | 56550.037 | 56119.9342 | 54839.8243 | 52484.0685 | 45893.2618 | 46783.1902 | 46427.9855 | 45862.2454 | 44717.6538 | 44463.3318 | 43643.2062 | 42077.3056 | 41739.9346 | 41877.437 | 41973.772 | 42136.1082 | 42404.732 | 42335.8419 | 42612.9817 | 42771.5083 | 42335.6197 | 42332.9926
215 |  | Pressure, psia | 652.1519 | 467.5004 | 658.5452 | 658.8226 | 656.0383 | 654.6186 | 651.0666 | 650.8923 | 589.7892 | 604.2883 | 625.3822 | 635.5934 | 651.139 | 650.891 | 647.3304 | 619.5947 | 400 | 400.0021 | 400.0021 | 400.0012 | 400 | 400.0005 | 400 | 400 | 472.8932 | 478.4286 | 473.3067 | 468.5447 | 475.0091 | 459.0079 | 468.5689 | 457.0952 | 467.0852 | 452.774 | 463.308 | 456.0677 | 436.0719 | 400 | 400 | 400 | 400 | 400 | 400 | 400 | 400 | 400 | 400 | 400 | 400 | 400 | 400 | 400 | 400 | 400 | 400 | 400 | 400 | 400 | 400 | 400 | 400 | 400 | 400 | 400 | 400 | 400.0002 | 400 | 400 | 400 | 400 | 400 | 400 | 400 | 400 | 400 | 400 | 400 | 400 | 400 | 400 | 400 | 400 | 400 | 400 | 400 | 400 | 400 | 400 | 400 | 400 | 400.0003 | 400 | 400 | 400 | 400 | 400 | 400 | 400 | 476.7275 | 482.3145 | 477.1199 | 472.3238 | 478.8392 | 462.7219 | 472.3757 | 460.7858 | 470.8808 | 456.4892 | 467.0867 | 459.9026 | 439.694 | 400 | 400 | 400 | 400 | 400 | 400 | 400 | 400 | 400 | 400 | 400 | 400 | 400 | 400 | 400 | 400 | 400 | 400 | 400 | 400 | 400 | 400 | 400 | 400 | 400 | 400 | 400 | 400 | 400 | 400 | 400 | 400 | 400 | 400 | 400 | 400 | 400 | 400 | 400 | 400 | 400 | 400 | 400 | 400 | 400 | 400 | 400 | 400 | 400 | 400 | 400 | 400 | 400 | 400 | 400 | 400 | 400 | 400 | 400 | 400 | 400 | 400 | 400
216 |  | Temperature, F | 521.1003 | 517.9392 | 525.3289 | 525.5535 | 524.1108 | 523.362 | 521.143 | 520.6707 | 520.7934 | 522.5311 | 523.0569 | 522.8161 | 521.1432 | 520.6725 | 519.6448 | 514.3581 | 481.3675 | 477.9383 | 477.5268 | 476.5159 | 479.1553 | 478.9616 | 478.4119 | 475.3963 | 521.2265 | 521.717 | 520.2981 | 518.7353 | 519.8124 | 516.3978 | 518.0112 | 515.8945 | 517.6387 | 514.8378 | 516.7531 | 515.0525 | 511.61 | 503.8529 | 504.3061 | 504.0014 | 503.6279 | 502.8341 | 502.6419 | 502.1654 | 501.1452 | 496.6401 | 497.2087 | 496.85 | 496.4821 | 495.7324 | 495.5337 | 495.0948 | 494.1606 | 492.6673 | 492.7966 | 492.827 | 492.8497 | 492.9463 | 492.8306 | 493.0147 | 492.9507 | 498.2407 | 498.0006 | 497.4211 | 496.7222 | 496.8334 | 496.0611 | 496.326 | 495.8978 | 496.2063 | 495.5229 | 495.9444 | 495.3083 | 494.9949 | 494.1228 | 494.2346 | 494.0922 | 493.884 | 493.6314 | 493.581 | 493.3686 | 493.0048 | 492.1227 | 492.2267 | 492.2285 | 492.1165 | 491.9805 | 491.9596 | 491.846 | 491.6075 | 491.9104 | 491.918 | 491.9151 | 491.9403 | 492.0022 | 491.9731 | 492.0762 | 492.1066 | 522.4262 | 523.0308 | 521.7948 | 520.6185 | 521.605 | 518.4613 | 520.0792 | 517.9822 | 519.7147 | 516.8457 | 518.8338 | 516.9357 | 513.4924 | 505.6833 | 506.1114 | 505.771 | 505.3312 | 504.4365 | 504.2277 | 503.6628 | 502.538 | 498.4038 | 498.97 | 498.6333 | 498.234 | 497.3952 | 497.1898 | 496.6669 | 495.608 | 494.7458 | 494.8691 | 494.8855 | 494.9019 | 494.9521 | 494.8435 | 494.9868 | 494.9179 | 500.1085 | 499.9379 | 499.4557 | 498.8691 | 498.9751 | 498.0268 | 498.2986 | 497.8144 | 498.142 | 497.3405 | 497.8058 | 497.0109 | 496.7112 | 496.1138 | 496.222 | 496.0605 | 495.8319 | 495.4881 | 495.4111 | 495.1112 | 494.618 | 493.9664 | 494.0776 | 494.0425 | 493.9291 | 493.7355 | 493.7061 | 493.4998 | 493.1217 | 494.0609 | 494.1709 | 494.1748 | 494.1898 | 494.2294 | 494.1093 | 494.2681 | 494.1862 | 494.2216 | 494.2189
217 |  | Enthalpy, Btu/lb | 1226.5849 | 1249.1424 | 1229.2139 | 1229.3622 | 1228.5548 | 1228.1317 | 1226.7814 | 1226.4069 | 1235.2353 | 1234.5986 | 1232.0715 | 1230.4237 | 1226.7706 | 1226.4086 | 1226.066 | 1225.753 | 1232.8243 | 1230.4086 | 1230.1167 | 1229.3987 | 1231.2689 | 1231.1322 | 1230.7439 | 1228.6008 | 1250.7327 | 1250.39 | 1250.0444 | 1249.5594 | 1249.5001 | 1249.142 | 1249.059 | 1249.0362 | 1248.9876 | 1248.8539 | 1248.85 | 1248.5891 | 1248.7516 | 1248.1054 | 1248.4051 | 1248.2034 | 1247.9567 | 1247.4313 | 1247.3036 | 1246.9876 | 1246.3101 | 1243.2981 | 1243.6798 | 1243.4391 | 1243.1919 | 1242.6871 | 1242.5534 | 1242.2572 | 1241.6265 | 1240.6145 | 1240.7022 | 1240.7228 | 1240.7383 | 1240.8041 | 1240.7254 | 1240.8505 | 1240.8067 | 1244.372 | 1244.2112 | 1243.8226 | 1243.3531 | 1243.4279 | 1242.9085 | 1243.087 | 1242.7985 | 1243.0066 | 1242.5461 | 1242.8299 | 1242.4012 | 1242.1897 | 1241.6007 | 1241.6764 | 1241.5801 | 1241.4391 | 1241.2684 | 1241.234 | 1241.0904 | 1240.8436 | 1240.2448 | 1240.3153 | 1240.3166 | 1240.2405 | 1240.148 | 1240.1338 | 1240.0565 | 1239.8939 | 1240.1003 | 1240.1055 | 1240.1033 | 1240.1205 | 1240.1626 | 1240.1429 | 1240.2129 | 1240.2336 | 1251.0861 | 1250.8187 | 1250.6046 | 1250.3853 | 1250.2628 | 1250.0917 | 1250.0087 | 1250.0035 | 1249.9429 | 1249.7602 | 1249.8075 | 1249.3982 | 1249.5702 | 1249.3131 | 1249.5947 | 1249.3707 | 1249.0809 | 1248.4906 | 1248.3531 | 1247.9799 | 1247.2348 | 1244.4812 | 1244.86 | 1244.6347 | 1244.3673 | 1243.8054 | 1243.6674 | 1243.3161 | 1242.6033 | 1242.022 | 1242.105 | 1242.1162 | 1242.1274 | 1242.1609 | 1242.0878 | 1242.1846 | 1242.1381 | 1245.6201 | 1245.5061 | 1245.1841 | 1244.7925 | 1244.863 | 1244.2288 | 1244.4107 | 1244.0865 | 1244.3058 | 1243.7684 | 1244.0805 | 1243.5474 | 1243.3458 | 1242.9442 | 1243.0169 | 1242.9081 | 1242.7542 | 1242.5225 | 1242.4709 | 1242.2684 | 1241.9356 | 1241.495 | 1241.5702 | 1241.5466 | 1241.4696 | 1241.3385 | 1241.3187 | 1241.179 | 1240.9227 | 1241.559 | 1241.6334 | 1241.636 | 1241.6463 | 1241.673 | 1241.5917 | 1241.6992 | 1241.6437 | 1241.6678 | 1241.6656
218 | IPEV Drum Exit | Flow, lb/h | 33477.6142 | 80411.8944 | 43768.4465 | 44150.5088 | 40614.2877 | 38630.3321 | 34189.6824 | 33150.418 | 56037.8693 | 55021.0418 | 47534.7669 | 42921.3125 | 34170.1582 | 33158.1245 | 31742.7503 | 28367.4527 | 48943.3315 | 42133.0526 | 40223.0665 | 38683.833 | 42385.3904 | 41414.913 | 39254.0018 | 32244.4417 | 91200.4974 | 90495.4056 | 87439.0818 | 83876.8761 | 84611.4923 | 79420.1309 | 80755.3925 | 78394.2556 | 79977.8391 | 76282.7501 | 78317.7463 | 74905.583 | 72796.8315 | 65322.7235 | 67027.3806 | 65947.171 | 64480.2007 | 61316.3989 | 60596.4259 | 58843.2759 | 55368.6432 | 44029.2051 | 45407.4516 | 44831.9494 | 43914.5047 | 41869.0321 | 41383.0711 | 40265.0276 | 38079.5764 | 35538.9919 | 35623.414 | 35684.6135 | 35897.8792 | 35987.0791 | 35922.4748 | 36094.8271 | 36173.9793 | 71125.1433 | 71000.7443 | 68785.6655 | 66253.2637 | 67150.3748 | 62530.9679 | 64202.7038 | 61685.7784 | 63538.7 | 59794.5466 | 62078.5076 | 58907.3088 | 56266.9686 | 49681.7334 | 50767.4589 | 50161.845 | 49439.1497 | 47597.4268 | 47159.8952 | 46027.1768 | 43910.3935 | 38178.3559 | 39012.1404 | 38529.5525 | 38151.8475 | 37055.5107 | 36777.4502 | 36027.9132 | 34632.5791 | 33587.6003 | 33775.6671 | 33907.6218 | 34071.0136 | 34248.7707 | 34242.8103 | 34321.9307 | 34453.7664 | 102545.1419 | 101929.7342 | 99020.8734 | 95941.2953 | 96659.6413 | 91278.4352 | 92984.7352 | 90165.1616 | 92129.7201 | 87547.4171 | 90263.1792 | 85887.0703 | 83253.6112 | 74320.0012 | 76292.2106 | 75044.8235 | 73452.9463 | 70172.944 | 69428.6054 | 67450.1102 | 63645.3447 | 51231.6893 | 52777.9546 | 51973.5833 | 51013.7807 | 49004.269 | 48521.4192 | 47271.7623 | 44845.7274 | 42550.179 | 42712.6263 | 42826.541 | 42991.0836 | 43279.6998 | 43220.54 | 43485.7908 | 43660.5716 | 82970.8284 | 82846.223 | 80350.3854 | 77528.0499 | 78451.6693 | 73343.4205 | 75177.5719 | 72362.5619 | 74430.3286 | 70172.0154 | 72781.482 | 69118.7825 | 66327.2412 | 59129.273 | 60222.7605 | 59478.3506 | 58458.1977 | 56550.037 | 56119.9342 | 54839.8243 | 52484.0685 | 45893.2618 | 46783.1902 | 46427.9855 | 45862.2454 | 44717.6538 | 44463.3318 | 43643.2062 | 42077.3056 | 41739.9346 | 41877.437 | 41973.772 | 42136.1082 | 42404.732 | 42335.8419 | 42612.9817 | 42771.5083 | 42335.6197 | 42332.9926
219 |  | Pressure, psia | 653.6631 | 476.1834 | 661.0862 | 661.4042 | 658.2364 | 656.6307 | 652.6192 | 652.3779 | 594.4179 | 608.6676 | 628.5395 | 638.1404 | 652.7268 | 652.3876 | 648.6919 | 620.7243 | 405.2173 | 403.4083 | 402.727 | 402.8103 | 403.9366 | 403.7617 | 403.3862 | 402.3 | 483.8694 | 489.1022 | 483.4137 | 477.9517 | 484.4558 | 467.6371 | 477.2919 | 465.5522 | 475.678 | 460.8635 | 471.6214 | 463.803 | 443.7423 | 406.7407 | 407.0873 | 406.8667 | 406.5723 | 405.958 | 405.8223 | 405.4978 | 404.8811 | 403.1143 | 403.3086 | 403.2268 | 403.0983 | 402.8212 | 402.7571 | 402.6124 | 402.3408 | 402.0432 | 402.0527 | 402.0597 | 402.0839 | 402.0942 | 402.0868 | 402.1066 | 402.1157 | 407.954 | 407.9271 | 407.4534 | 406.9291 | 407.1128 | 406.1907 | 406.5173 | 406.0284 | 406.3865 | 405.6729 | 406.1034 | 405.5096 | 405.0372 | 403.9477 | 404.1184 | 404.0227 | 403.9098 | 403.6292 | 403.564 | 403.398 | 403.0977 | 402.3527 | 402.4549 | 402.3955 | 402.3495 | 402.2184 | 402.1857 | 402.0989 | 401.9418 | 401.8281 | 401.8482 | 401.8625 | 401.8802 | 401.8996 | 401.8989 | 401.9076 | 401.9221 | 490.3686 | 495.6484 | 489.8654 | 484.4288 | 490.959 | 473.9353 | 483.7689 | 471.7805 | 482.1066 | 466.9687 | 477.9613 | 469.9282 | 449.5506 | 408.662 | 409.1129 | 408.8264 | 408.467 | 407.7484 | 407.5894 | 407.1745 | 406.4074 | 404.1926 | 404.444 | 404.3123 | 404.1577 | 403.8427 | 403.7687 | 403.5807 | 403.2287 | 402.912 | 402.9339 | 402.9494 | 402.9716 | 403.011 | 403.0029 | 403.0391 | 403.0632 | 410.7182 | 410.6871 | 410.0742 | 409.4009 | 409.6189 | 408.4425 | 408.8568 | 408.2248 | 408.6869 | 407.7482 | 408.3175 | 407.5237 | 406.9439 | 405.5502 | 405.7524 | 405.6144 | 405.4278 | 405.0869 | 405.0115 | 404.7903 | 404.3957 | 403.3785 | 403.5083 | 403.4563 | 403.374 | 403.2107 | 403.1749 | 403.0609 | 402.8487 | 402.804 | 402.8222 | 402.8349 | 402.8565 | 402.8925 | 402.8832 | 402.9205 | 402.9418 | 402.8832 | 402.8829
220 |  | Temperature, F | 495.5578 | 462.0436 | 496.7989 | 496.852 | 496.3239 | 496.0553 | 495.3825 | 495.3418 | 485.244 | 487.7942 | 491.2752 | 492.9269 | 495.4005 | 495.3434 | 494.7204 | 489.9164 | 445.8976 | 445.4584 | 445.2926 | 445.3128 | 445.5867 | 445.5442 | 445.453 | 445.1886 | 463.6787 | 464.7805 | 463.5824 | 462.4216 | 463.8025 | 460.2015 | 462.2806 | 459.748 | 461.9352 | 458.7229 | 461.0635 | 459.3666 | 454.91 | 446.2662 | 446.3499 | 446.2966 | 446.2254 | 446.0769 | 446.0439 | 445.9654 | 445.816 | 445.3867 | 445.4341 | 445.4143 | 445.383 | 445.3155 | 445.2998 | 445.2647 | 445.1985 | 445.1259 | 445.1283 | 445.1301 | 445.136 | 445.1383 | 445.1365 | 445.1414 | 445.1436 | 446.5589 | 446.5524 | 446.4381 | 446.3116 | 446.356 | 446.1332 | 446.2122 | 446.0938 | 446.1805 | 446.0077 | 446.112 | 445.9683 | 445.8538 | 445.5894 | 445.6308 | 445.6076 | 445.5802 | 445.512 | 445.4962 | 445.4559 | 445.3828 | 445.2013 | 445.2264 | 445.2118 | 445.2006 | 445.1686 | 445.1607 | 445.1396 | 445.1011 | 445.0735 | 445.0784 | 445.0818 | 445.0861 | 445.091 | 445.0906 | 445.093 | 445.0964 | 465.0458 | 466.1463 | 464.9405 | 463.797 | 465.1695 | 461.5614 | 463.6575 | 461.0977 | 463.3056 | 460.0562 | 462.4236 | 460.6977 | 456.2159 | 446.7295 | 446.8381 | 446.7691 | 446.6826 | 446.5094 | 446.4711 | 446.3708 | 446.1856 | 445.649 | 445.71 | 445.678 | 445.6405 | 445.5639 | 445.546 | 445.5001 | 445.4146 | 445.3376 | 445.343 | 445.3466 | 445.3522 | 445.3617 | 445.3597 | 445.3686 | 445.3745 | 447.2236 | 447.2163 | 447.069 | 446.9074 | 446.9598 | 446.6766 | 446.7765 | 446.6242 | 446.7357 | 446.5094 | 446.6466 | 446.4552 | 446.3152 | 445.978 | 446.0272 | 445.9937 | 445.9485 | 445.8659 | 445.8475 | 445.7941 | 445.6983 | 445.451 | 445.4827 | 445.4701 | 445.4499 | 445.4103 | 445.4015 | 445.3738 | 445.3221 | 445.3113 | 445.3158 | 445.3189 | 445.3241 | 445.3329 | 445.3306 | 445.3396 | 445.3448 | 445.3306 | 445.3304
221 |  | Enthalpy, Btu/lb | 1202.8967 | 1205.1331 | 1202.7462 | 1202.7398 | 1202.8047 | 1202.8369 | 1202.9173 | 1202.9225 | 1203.9509 | 1203.7221 | 1203.3761 | 1203.1985 | 1202.9156 | 1202.9221 | 1202.9951 | 1203.5158 | 1205.0687 | 1205.0575 | 1205.0532 | 1205.054 | 1205.0609 | 1205.0596 | 1205.0575 | 1205.0506 | 1205.1005 | 1205.0742 | 1205.1026 | 1205.1263 | 1205.0979 | 1205.1607 | 1205.1288 | 1205.1662 | 1205.1349 | 1205.1766 | 1205.1491 | 1205.1705 | 1205.1895 | 1205.0777 | 1205.0798 | 1205.0785 | 1205.0768 | 1205.0734 | 1205.0725 | 1205.0704 | 1205.0669 | 1205.0558 | 1205.057 | 1205.0566 | 1205.0558 | 1205.054 | 1205.0536 | 1205.0527 | 1205.0506 | 1205.0489 | 1205.0489 | 1205.0489 | 1205.0493 | 1205.0493 | 1205.0493 | 1205.0493 | 1205.0493 | 1205.085 | 1205.0846 | 1205.082 | 1205.079 | 1205.0803 | 1205.0747 | 1205.0764 | 1205.0738 | 1205.076 | 1205.0717 | 1205.0742 | 1205.0708 | 1205.0678 | 1205.0609 | 1205.0622 | 1205.0613 | 1205.0609 | 1205.0588 | 1205.0583 | 1205.0575 | 1205.0558 | 1205.051 | 1205.0515 | 1205.051 | 1205.051 | 1205.0497 | 1205.0497 | 1205.0493 | 1205.048 | 1205.0472 | 1205.0476 | 1205.0476 | 1205.0476 | 1205.048 | 1205.048 | 1205.048 | 1205.048 | 1205.0674 | 1205.0373 | 1205.0704 | 1205.0979 | 1205.0644 | 1205.1413 | 1205.1009 | 1205.1482 | 1205.1086 | 1205.1624 | 1205.1263 | 1205.1542 | 1205.1895 | 1205.0889 | 1205.0914 | 1205.0897 | 1205.0876 | 1205.0837 | 1205.0828 | 1205.0807 | 1205.076 | 1205.0626 | 1205.0644 | 1205.0635 | 1205.0622 | 1205.0605 | 1205.0596 | 1205.0588 | 1205.0566 | 1205.0545 | 1205.0545 | 1205.0545 | 1205.0549 | 1205.0553 | 1205.0549 | 1205.0553 | 1205.0553 | 1205.0996 | 1205.0996 | 1205.0962 | 1205.0927 | 1205.094 | 1205.0876 | 1205.0897 | 1205.0863 | 1205.0889 | 1205.0837 | 1205.0867 | 1205.0824 | 1205.079 | 1205.0708 | 1205.0721 | 1205.0712 | 1205.0699 | 1205.0678 | 1205.0674 | 1205.0661 | 1205.0639 | 1205.0575 | 1205.0583 | 1205.0579 | 1205.0575 | 1205.0562 | 1205.0562 | 1205.0553 | 1205.054 | 1205.0536 | 1205.054 | 1205.054 | 1205.054 | 1205.0545 | 1205.0545 | 1205.0545 | 1205.0545 | 1205.0545 | 1205.0545
222 | IPEV Blowdown | Flow, lb/h | 0 | 0 | 218.8423 | 220.7525 | 203.0714 | 193.1517 | 170.9484 | 165.7521 | 280.1893 | 275.0625 | 237.6738 | 214.5777 | 170.8508 | 165.7906 | 158.7138 | 141.8373 | 244.7166 | 210.6652 | 201.1153 | 193.4191 | 211.9269 | 207.0745 | 196.27 | 161.2222 | 456.0026 | 452.477 | 437.1953 | 419.3845 | 423.0574 | 397.1007 | 403.7771 | 391.9713 | 399.889 | 381.4137 | 391.5887 | 374.5279 | 363.9842 | 326.6136 | 335.1369 | 329.7358 | 322.401 | 306.582 | 302.9822 | 294.2164 | 276.8432 | 220.146 | 227.0373 | 224.1597 | 219.5725 | 209.3452 | 206.9153 | 201.3251 | 190.3979 | 177.695 | 178.117 | 178.4231 | 179.4894 | 179.9354 | 179.6124 | 180.4741 | 180.8699 | 355.6257 | 355.0037 | 343.9283 | 331.2663 | 335.7519 | 312.6549 | 321.0135 | 308.4289 | 317.6935 | 298.9727 | 310.3925 | 294.5365 | 281.3349 | 248.4087 | 253.8373 | 250.8092 | 247.1958 | 237.9871 | 235.7995 | 230.1359 | 219.552 | 190.8918 | 195.0607 | 192.6478 | 190.7592 | 185.2776 | 183.8873 | 180.1396 | 173.1629 | 167.938 | 168.8783 | 169.5381 | 170.3551 | 171.2438 | 171.2141 | 171.6097 | 172.2688 | 512.7259 | 509.6488 | 495.1042 | 479.7066 | 483.2983 | 456.3922 | 464.9238 | 450.8259 | 460.6488 | 437.7368 | 451.316 | 429.4352 | 416.268 | 371.6 | 381.461 | 375.2241 | 367.2647 | 350.8647 | 347.143 | 337.2506 | 318.2266 | 256.1584 | 263.8897 | 259.8679 | 255.0689 | 245.0214 | 242.6071 | 236.3588 | 224.2286 | 212.7509 | 213.5631 | 214.1327 | 214.9555 | 216.3985 | 216.1027 | 217.429 | 218.3028 | 414.8542 | 414.231 | 401.7519 | 387.6402 | 392.2583 | 366.7171 | 375.8878 | 361.8128 | 372.1516 | 350.8601 | 363.9074 | 345.594 | 331.6362 | 295.6463 | 301.1138 | 297.3918 | 292.2909 | 282.7501 | 280.5996 | 274.1991 | 262.4203 | 229.4663 | 233.916 | 232.1399 | 229.3112 | 223.5882 | 222.3166 | 218.2161 | 210.3865 | 208.6996 | 209.3872 | 209.8689 | 210.6805 | 212.0237 | 211.6792 | 213.0649 | 213.8575 | 211.6781 | 211.6649
223 | IP Pinch | Temperature, F | 8.3617 | 10.6538 | 10.2839 | 10.3594 | 9.677 | 9.3271 | 8.4928 | 8.2854 | 13.4464 | 13.1216 | 11.4284 | 10.4242 | 8.4789 | 8.2822 | 8.059 | 7.6615 | 12.7382 | 11.05 | 10.6893 | 10.4152 | 11.6113 | 11.4183 | 10.9755 | 9.5036 | 11.425 | 11.3054 | 11.0718 | 10.805 | 10.8486 | 10.5629 | 10.6357 | 10.5021 | 10.6045 | 10.4022 | 10.5422 | 10.3756 | 10.37 | 9.619 | 9.7848 | 9.6777 | 9.5483 | 9.2657 | 9.1985 | 9.05 | 8.7511 | 7.1089 | 7.2693 | 7.2149 | 7.1183 | 6.9055 | 6.8535 | 6.7491 | 6.5434 | 5.9407 | 5.9517 | 5.9625 | 6.0158 | 6.0687 | 6.0745 | 6.1283 | 6.206 | 9.2585 | 9.2306 | 9.0529 | 8.8553 | 8.9559 | 8.5885 | 8.768 | 8.5253 | 8.7257 | 8.392 | 8.6341 | 8.4091 | 8.1898 | 7.3471 | 7.4453 | 7.3964 | 7.3564 | 7.2227 | 7.193 | 7.1096 | 6.9665 | 6.1846 | 6.2687 | 6.2159 | 6.2041 | 6.1288 | 6.1099 | 6.0575 | 5.9674 | 5.6219 | 5.6538 | 5.6819 | 5.7209 | 5.7879 | 5.7994 | 5.8403 | 5.9182 | 12.829 | 12.7163 | 12.526 | 12.3512 | 12.3818 | 12.1228 | 12.2306 | 12.0677 | 12.1963 | 11.9272 | 12.1289 | 11.8802 | 11.8458 | 10.9489 | 11.1404 | 11.0162 | 10.8794 | 10.6056 | 10.5451 | 10.3801 | 10.0649 | 8.2793 | 8.4586 | 8.3648 | 8.2742 | 8.0813 | 8.0393 | 7.9258 | 7.7067 | 7.1062 | 7.1356 | 7.1593 | 7.2031 | 7.2981 | 7.3019 | 7.3804 | 7.4804 | 10.8052 | 10.7784 | 10.5826 | 10.3703 | 10.4749 | 10.0793 | 10.2721 | 10.0085 | 10.2245 | 9.8573 | 10.1378 | 9.8762 | 9.6626 | 8.7606 | 8.8479 | 8.7844 | 8.7115 | 8.5907 | 8.57 | 8.4807 | 8.3374 | 7.4506 | 7.5303 | 7.5015 | 7.4642 | 7.4032 | 7.3942 | 7.3438 | 7.2542 | 6.9903 | 7.013 | 7.0353 | 7.0794 | 7.1672 | 7.1669 | 7.2493 | 7.346 | 7.0873 | 7.0895
224 | IP Approach | Temperature, F | -1.9703 | 11.7684 | -0.91296 | -1.172 | -1.521 | -1.5712 | -1.8785 | -1.9314 | -0.0954 | -0.46206 | -1.1614 | -1.3871 | -1.8686 | -1.9264 | -2.0246 | -2.5441 | 3.2974 | 7.1842 | 6.3333 | 6.1 | 1.5667 | 1.3833 | 1.008 | -0.30042 | 14.1451 | 13.4278 | 12.9285 | 12.3469 | 12.488 | 11.8156 | 11.9432 | 11.7054 | 11.8481 | 11.5418 | 11.6838 | 11.5286 | 11.4037 | 16.2553 | 15.3005 | 14.5732 | 13.6922 | 12.3104 | 12.0069 | 11.5137 | 10.4639 | 10.2191 | 9.6232 | 9.092 | 8.3084 | 7.0441 | 6.7707 | 6.3454 | 5.528 | 4.5241 | 4.2248 | 3.9305 | 3.751 | 3.3617 | 3.2452 | 3.1739 | 2.9372 | 15.6658 | 14.9827 | 14.6522 | 14.2236 | 14.7841 | 13.0903 | 13.8112 | 12.8695 | 13.6127 | 12.4531 | 13.2275 | 12.6677 | 11.4199 | 14.4229 | 13.5614 | 12.8272 | 12.2443 | 10.894 | 10.5554 | 10.0798 | 9.1348 | 10.2901 | 9.5242 | 8.6458 | 8.1205 | 7.1284 | 6.8744 | 6.4832 | 5.81 | 4.9028 | 4.7369 | 4.4987 | 4.2795 | 3.9506 | 3.8489 | 3.7121 | 3.4846 | 17.0908 | 16.4048 | 15.9804 | 15.5813 | 15.6937 | 15.1072 | 15.2775 | 14.9929 | 15.1774 | 14.7425 | 14.9963 | 14.668 | 14.4855 | 19.7816 | 18.7484 | 17.9701 | 17.0419 | 15.6359 | 15.323 | 14.7798 | 13.6656 | 13.6573 | 12.9841 | 12.3579 | 11.4975 | 10.1637 | 9.8678 | 9.373 | 8.4235 | 7.5683 | 7.2432 | 6.9005 | 6.6659 | 6.244 | 6.1016 | 6.0381 | 5.7667 | 19.5466 | 18.7958 | 18.518 | 18.1316 | 18.6878 | 16.8903 | 17.6195 | 16.6372 | 17.4029 | 16.1642 | 16.9612 | 16.3346 | 15.1052 | 19.0231 | 17.9447 | 17.1101 | 16.4173 | 14.9494 | 14.5827 | 14.0368 | 12.9823 | 14.711 | 13.7504 | 12.784 | 12.1453 | 11.0282 | 10.753 | 10.2938 | 9.5017 | 8.9393 | 8.7462 | 8.433 | 8.1437 | 7.7443 | 7.5748 | 7.4738 | 7.1494 | 5.8637 | 5.8561
225 | IP FW to IPEV | Flow, lb/h | 33477.6142 | 80411.8944 | 43987.2917 | 44371.2667 | 40817.3627 | 38823.4863 | 34360.6298 | 33316.167 | 56318.0568 | 55296.1102 | 47772.4378 | 43135.8878 | 34341.0104 | 33323.9131 | 31901.4674 | 28509.2885 | 49188.0501 | 42343.7151 | 40424.1812 | 38877.2492 | 42597.3148 | 41621.988 | 39450.2751 | 32405.6668 | 91656.5372 | 90947.8739 | 87876.2324 | 84296.2486 | 85034.5156 | 79817.2014 | 81159.2092 | 78786.2229 | 80377.6874 | 76664.1616 | 78709.3247 | 75280.1055 | 73160.8221 | 65649.3404 | 67362.5214 | 66276.907 | 64802.6032 | 61622.9837 | 60899.4074 | 59137.4874 | 55645.4893 | 44249.3518 | 45634.4874 | 45056.1121 | 44134.08 | 42078.377 | 41589.9875 | 40466.3486 | 38269.9765 | 35716.6855 | 35801.5282 | 35863.0373 | 36077.3664 | 36167.0109 | 36102.0891 | 36275.2985 | 36354.8475 | 71480.7607 | 71355.7347 | 69129.6002 | 66584.5315 | 67486.1188 | 62843.6242 | 64523.7173 | 61994.2124 | 63856.3961 | 60093.5202 | 62388.9019 | 59201.8457 | 56548.3068 | 49930.1425 | 51021.2967 | 50412.651 | 49686.3446 | 47835.4151 | 47395.693 | 46257.3158 | 44129.945 | 38369.2481 | 39207.2074 | 38722.1988 | 38342.6127 | 37240.7838 | 36961.3424 | 36208.0513 | 34805.7488 | 33755.5318 | 33944.5431 | 34077.1645 | 34241.3737 | 34420.0039 | 34414.0276 | 34493.5449 | 34626.0393 | 103057.9287 | 102439.4257 | 99515.9615 | 96421.0656 | 97142.9831 | 91734.8719 | 93449.664 | 90615.9632 | 92590.4425 | 87985.1232 | 90714.5364 | 86316.443 | 83669.8884 | 74691.5951 | 76673.6697 | 75420.0444 | 73820.2146 | 70523.8073 | 69775.7544 | 67787.3543 | 63963.5567 | 51487.8446 | 53041.8482 | 52233.453 | 51268.8487 | 49249.2892 | 48764.0188 | 47508.1236 | 45069.9536 | 42762.9209 | 42926.1777 | 43040.6797 | 43206.0398 | 43496.1005 | 43436.6312 | 43703.2232 | 43878.8771 | 83385.677 | 83260.4367 | 80752.1385 | 77915.6916 | 78843.9302 | 73710.1333 | 75553.4595 | 72724.3779 | 74802.478 | 70522.8787 | 73145.3932 | 69464.3759 | 66658.8741 | 59424.9131 | 60523.877 | 59775.7368 | 58750.4885 | 56832.7881 | 56400.5344 | 55114.0196 | 52746.4858 | 46122.7262 | 47017.107 | 46660.1245 | 46091.5589 | 44941.2371 | 44685.6452 | 43861.4244 | 42287.6903 | 41948.6287 | 42086.8296 | 42183.6408 | 42346.7865 | 42616.7596 | 42547.5202 | 42826.049 | 42985.3692 | 42547.298 | 42544.6551
226 |  | Pressure, psia | 653.6631 | 476.1834 | 661.0862 | 661.4042 | 658.2364 | 656.6307 | 652.6192 | 652.3779 | 594.4179 | 608.6676 | 628.5395 | 638.1404 | 652.7268 | 652.3876 | 648.6919 | 620.7243 | 405.2173 | 403.4083 | 402.727 | 402.8103 | 403.9366 | 403.7617 | 403.3862 | 402.3 | 483.8694 | 489.1022 | 483.4137 | 477.9517 | 484.4558 | 467.6371 | 477.2919 | 465.5522 | 475.678 | 460.8635 | 471.6214 | 463.803 | 443.7423 | 406.7407 | 407.0873 | 406.8667 | 406.5723 | 405.958 | 405.8223 | 405.4978 | 404.8811 | 403.1143 | 403.3086 | 403.2268 | 403.0983 | 402.8212 | 402.7571 | 402.6124 | 402.3408 | 402.0432 | 402.0527 | 402.0597 | 402.0839 | 402.0942 | 402.0868 | 402.1066 | 402.1157 | 407.954 | 407.9271 | 407.4534 | 406.9291 | 407.1128 | 406.1907 | 406.5173 | 406.0284 | 406.3865 | 405.6729 | 406.1034 | 405.5096 | 405.0372 | 403.9477 | 404.1184 | 404.0227 | 403.9098 | 403.6292 | 403.564 | 403.398 | 403.0977 | 402.3527 | 402.4549 | 402.3955 | 402.3495 | 402.2184 | 402.1857 | 402.0989 | 401.9418 | 401.8281 | 401.8482 | 401.8625 | 401.8802 | 401.8996 | 401.8989 | 401.9076 | 401.9221 | 490.3686 | 495.6484 | 489.8654 | 484.4288 | 490.959 | 473.9353 | 483.7689 | 471.7805 | 482.1066 | 466.9687 | 477.9613 | 469.9282 | 449.5506 | 408.662 | 409.1129 | 408.8264 | 408.467 | 407.7484 | 407.5894 | 407.1745 | 406.4074 | 404.1926 | 404.444 | 404.3123 | 404.1577 | 403.8427 | 403.7687 | 403.5807 | 403.2287 | 402.912 | 402.9339 | 402.9494 | 402.9716 | 403.011 | 403.0029 | 403.0391 | 403.0632 | 410.7182 | 410.6871 | 410.0742 | 409.4009 | 409.6189 | 408.4425 | 408.8568 | 408.2248 | 408.6869 | 407.7482 | 408.3175 | 407.5237 | 406.9439 | 405.5502 | 405.7524 | 405.6144 | 405.4278 | 405.0869 | 405.0115 | 404.7903 | 404.3957 | 403.3785 | 403.5083 | 403.4563 | 403.374 | 403.2107 | 403.1749 | 403.0609 | 402.8487 | 402.804 | 402.8222 | 402.8349 | 402.8565 | 402.8925 | 402.8832 | 402.9205 | 402.9418 | 402.8832 | 402.8829
227 |  | Temperature, F | 495.5578 | 450.3646 | 496.7989 | 496.852 | 496.3239 | 496.0553 | 495.3825 | 495.3418 | 485.244 | 487.7942 | 491.2752 | 492.9269 | 495.4005 | 495.3434 | 494.7204 | 489.9164 | 442.7866 | 438.4728 | 439.1569 | 439.4095 | 444.2031 | 444.3438 | 444.628 | 445.1886 | 449.6146 | 451.4259 | 450.734 | 450.1614 | 451.393 | 448.4865 | 450.4248 | 448.1461 | 450.1765 | 447.2913 | 449.4747 | 447.944 | 443.6433 | 430.2336 | 431.2661 | 431.94 | 432.7491 | 433.983 | 434.2537 | 434.6688 | 435.5699 | 435.4012 | 436.0406 | 436.5502 | 437.3004 | 438.4945 | 438.7518 | 439.1411 | 439.8908 | 440.823 | 441.124 | 441.4186 | 441.6028 | 441.9927 | 442.1064 | 442.1826 | 442.4198 | 431.0528 | 431.7255 | 431.9452 | 432.2505 | 431.7312 | 433.2106 | 432.5641 | 433.393 | 432.7318 | 433.7258 | 433.0506 | 433.4715 | 434.6128 | 431.3791 | 432.2763 | 432.9867 | 433.5418 | 434.8242 | 435.1469 | 435.5825 | 436.4551 | 435.1395 | 435.9256 | 436.7872 | 437.3001 | 438.2584 | 438.5039 | 438.8736 | 439.5072 | 440.3898 | 440.5599 | 440.8002 | 441.0226 | 441.3546 | 441.455 | 441.5938 | 441.8231 | 448.0119 | 449.7913 | 449.0172 | 448.2797 | 449.5316 | 446.5326 | 448.4449 | 446.1861 | 448.1953 | 445.4022 | 447.4999 | 446.1141 | 441.846 | 427.1553 | 428.2905 | 429.0004 | 429.843 | 431.0789 | 431.3538 | 431.798 | 432.73 | 432.2246 | 432.9541 | 433.5471 | 434.3684 | 435.6237 | 435.9015 | 436.3498 | 437.2128 | 437.9947 | 438.3244 | 438.6691 | 438.9078 | 439.3373 | 439.4764 | 439.549 | 439.8244 | 427.8036 | 428.5423 | 428.6784 | 428.9085 | 428.3994 | 429.9282 | 429.2913 | 430.1308 | 429.4686 | 430.493 | 429.8248 | 430.2676 | 431.37 | 427.1578 | 428.2786 | 429.08 | 429.7282 | 431.116 | 431.4646 | 431.9582 | 432.9196 | 430.9722 | 431.9586 | 432.9108 | 433.5282 | 434.6046 | 434.8706 | 435.3017 | 436.0419 | 436.5997 | 436.7968 | 437.1114 | 437.4043 | 437.8105 | 437.9765 | 438.0863 | 438.4137 | 439.6743 | 439.6905
228 |  | Enthalpy, Btu/lb | 484.907 | 430.6381 | 485.1271 | 485.4964 | 485.2836 | 485.0244 | 484.5914 | 484.6056 | 470.619 | 474.0167 | 478.9092 | 481.1159 | 484.6009 | 484.6017 | 483.9814 | 478.9354 | 422.1227 | 417.3212 | 418.0807 | 418.3614 | 423.7025 | 423.8596 | 424.1767 | 425.3433 | 429.8006 | 431.8359 | 431.0564 | 430.4111 | 431.7967 | 428.5279 | 430.706 | 428.1456 | 430.427 | 427.1861 | 429.6376 | 427.9183 | 423.1009 | 408.2073 | 409.3465 | 410.09 | 410.9834 | 412.347 | 412.6463 | 413.1054 | 414.1027 | 413.9145 | 414.6229 | 415.1878 | 416.0197 | 417.345 | 417.6306 | 418.0632 | 418.8962 | 419.9334 | 420.2682 | 420.5964 | 420.8014 | 421.2359 | 421.3626 | 421.4474 | 421.7118 | 409.1117 | 409.854 | 410.0963 | 410.4329 | 409.8597 | 411.4931 | 410.779 | 411.6946 | 410.9644 | 412.0623 | 411.3163 | 411.7809 | 413.0431 | 409.4687 | 410.4592 | 411.244 | 411.8577 | 413.276 | 413.6331 | 414.1155 | 415.0824 | 413.6243 | 414.495 | 415.45 | 416.0187 | 417.0823 | 417.3549 | 417.7655 | 418.4696 | 419.451 | 419.6404 | 419.9077 | 420.1553 | 420.5248 | 420.6367 | 420.7915 | 421.0468 | 428.0085 | 430.0048 | 429.1341 | 428.3052 | 429.7111 | 426.3446 | 428.4899 | 425.9563 | 428.2094 | 425.0775 | 427.429 | 425.8748 | 421.1017 | 404.8197 | 406.069 | 406.8503 | 407.7782 | 409.1403 | 409.4436 | 409.9337 | 410.9622 | 410.4024 | 411.2084 | 411.8637 | 412.772 | 414.1614 | 414.4691 | 414.9659 | 415.9225 | 416.7899 | 417.1561 | 417.539 | 417.8041 | 418.2814 | 418.436 | 418.5167 | 418.8229 | 405.5344 | 406.3474 | 406.4967 | 406.7495 | 406.1892 | 407.8721 | 407.1708 | 408.0952 | 407.366 | 408.4942 | 407.7582 | 408.2455 | 409.4608 | 404.82 | 406.0532 | 406.9353 | 407.6494 | 409.1791 | 409.5639 | 410.1085 | 411.1701 | 409.0193 | 410.108 | 411.1597 | 411.842 | 413.0325 | 413.3271 | 413.8042 | 414.624 | 415.2424 | 415.461 | 415.8099 | 416.1347 | 416.5855 | 416.7697 | 416.8918 | 417.2552 | 418.6559 | 418.6739
229 |  | % Steam in Feedwater | 0.003162 | 0 | 0.0014362 | 0.001863 | 0.0024329 | 0.0025125 | 0.0030104 | 0.0030967 | 0.00011619 | 0.0006924 | 0.0018188 | 0.0021913 | 0.002994 | 0.0030884 | 0.0032433 | 0.0040417 | 0 | 0 | 0 | 0 | 0 | 0 | 0 | 0.00069338 | 0 | 0 | 0 | 0 | 0 | 0 | 0 | 0 | 0 | 0 | 0 | 0 | 0 | 0 | 0 | 0 | 0 | 0 | 0 | 0 | 0 | 0 | 0 | 0 | 0 | 0 | 0 | 0 | 0 | 0 | 0 | 0 | 0 | 0 | 0 | 0 | 0 | 0 | 0 | 0 | 0 | 0 | 0 | 0 | 0 | 0 | 0 | 0 | 0 | 0 | 0 | 0 | 0 | 0 | 0 | 0 | 0 | 0 | 0 | 0 | 0 | 0 | 0 | 0 | 0 | 0 | 0 | 0 | 0 | 0 | 0 | 0 | 0 | 0 | 0 | 0 | 0 | 0 | 0 | 0 | 0 | 0 | 0 | 0 | 0 | 0 | 0 | 0 | 0 | 0 | 0 | 0 | 0 | 0 | 0 | 0 | 0 | 0 | 0 | 0 | 0 | 0 | 0 | 0 | 0 | 0 | 0 | 0 | 0 | 0 | 0 | 0 | 0 | 0 | 0 | 0 | 0 | 0 | 0 | 0 | 0 | 0 | 0 | 0 | 0 | 0 | 0 | 0 | 0 | 0 | 0 | 0 | 0 | 0 | 0 | 0 | 0 | 0 | 0 | 0 | 0 | 0 | 0 | 0 | 0 | 0 | 0 | 0 | 0 | 0
230 | IP FW CV dP | psi | 128.3005 | 196.9582 | 113.5925 | 113.7408 | 118.9871 | 121.9753 | 128.3319 | 128.9222 | 188.8608 | 173.3202 | 152.4791 | 142.8264 | 128.2197 | 128.9082 | 133.5493 | 166.1359 | 332.3321 | 321.1552 | 324.3163 | 324.4731 | 338.0496 | 339.1051 | 341.6067 | 351.4115 | 174.6671 | 167.2416 | 178.7593 | 189.9474 | 178.712 | 209.1409 | 192.793 | 213.0161 | 195.8944 | 221.2372 | 203.3336 | 216.8256 | 249.5328 | 307.5486 | 305.0003 | 308.0281 | 311.8741 | 319.7907 | 321.4957 | 324.5746 | 331.3303 | 353.5623 | 351.8645 | 353.0821 | 355.1993 | 359.6436 | 360.6967 | 362.3215 | 365.5843 | 374.8798 | 375.7812 | 375.9351 | 375.5517 | 375.919 | 375.3252 | 375.9998 | 375.2855 | 225.3466 | 222.3843 | 228.2795 | 234.1717 | 227.5899 | 245.7579 | 236.4109 | 248.0711 | 238.3524 | 253.0836 | 242.8911 | 251.2428 | 268.7204 | 299.9821 | 296.6036 | 299.3974 | 302.1396 | 309.8189 | 311.6163 | 314.7122 | 321.4757 | 344.175 | 342.1549 | 344.6016 | 346.1289 | 350.1197 | 351.2282 | 352.9981 | 356.425 | 367.8167 | 368.1452 | 367.929 | 367.6604 | 367.482 | 366.7388 | 367.5912 | 366.657 | 117.6836 | 109.0079 | 121.672 | 133.445 | 120.6715 | 155.0983 | 136.0229 | 159.5612 | 139.5681 | 169.5752 | 148.1703 | 164.9923 | 202.4389 | 272.8847 | 269.2933 | 273.2974 | 278.2172 | 288.1723 | 290.3271 | 294.4649 | 303.3158 | 332.6606 | 330.3426 | 332.1382 | 334.7779 | 340.1588 | 341.4455 | 343.5861 | 347.8687 | 359.3384 | 360.4113 | 360.5144 | 360.0736 | 360.2121 | 359.3863 | 360.1281 | 358.9675 | 169.5294 | 165.5345 | 173.333 | 181.0735 | 172.6332 | 196.7974 | 184.5795 | 200.014 | 187.2197 | 207.0063 | 193.3717 | 205.0445 | 227.1738 | 267.2464 | 263.1228 | 266.8826 | 270.8098 | 280.4358 | 282.6496 | 286.7103 | 295.4294 | 324.5591 | 322.0509 | 324.8845 | 327.0066 | 331.9401 | 333.2609 | 335.5016 | 339.879 | 353.03 | 353.5253 | 353.3041 | 352.9775 | 352.6288 | 351.7727 | 352.5576 | 351.3175 | 343.4849 | 357.5134
231 | IPEC1_23 Outlet To FGHX | Flow, lb/h | 68341.5466 | 80093.7935 | 75492.9981 | 74553.8069 | 72469.7384 | 71661.3829 | 68995.2327 | 68373.3567 | 77247.1957 | 75915.5452 | 73197.6957 | 72100.4383 | 68994.0819 | 68374.3964 | 67097.1992 | 61065.831 | 94397.9347 | 96588.8464 | 93123.3884 | 91777.8885 | 84720.3831 | 83818.1449 | 81885.4124 | 72866.8486 | 89537.4522 | 87267.9677 | 85066.1035 | 82561.2974 | 83630.5226 | 79127.1495 | 80826.743 | 78341.4769 | 80198.0017 | 76754.7108 | 78924.3761 | 76601.3272 | 73963.0505 | 80483.8004 | 79074.7994 | 76442.6577 | 73499.5582 | 68882.9926 | 67854.7126 | 65894.0193 | 61949.7751 | 56642.7768 | 55889.9143 | 54183.9874 | 52225.4687 | 49219.9633 | 48539.1021 | 47286.7308 | 44886.244 | 41872.4766 | 41196.0361 | 40670.8681 | 40290.4963 | 39813.5593 | 39710.248 | 39614.3098 | 39437.7273 | 104691.3702 | 102665.5408 | 99336.8313 | 95700.9736 | 98305.7814 | 89741.6621 | 93560.2215 | 88468.227 | 92510.9967 | 85844.0537 | 90292.3861 | 86295.7283 | 79779.4229 | 79571.8796 | 78299.8413 | 75678.8347 | 72950.8818 | 68353.3166 | 67304.6077 | 65354.6685 | 61467.4571 | 56766.898 | 55938.8596 | 54069.9854 | 52221.2861 | 49310.3617 | 48632.0958 | 47385.6849 | 45019.8575 | 42010.5981 | 41374.2535 | 40863.2286 | 40468.7852 | 40006.7453 | 39903.418 | 39789.2414 | 39612.4764 | 90559.2956 | 88259.6518 | 86089.1374 | 83663.3009 | 84713.875 | 80246.1772 | 81956.3661 | 79458.4649 | 81323.4184 | 77817.2851 | 80035.3798 | 77620.2182 | 74988.6559 | 83070.0365 | 81459.6113 | 78678.3321 | 75580.9362 | 70773.6371 | 69702.6023 | 67650.4233 | 63546.8827 | 58284.1549 | 57438.394 | 55625.5445 | 53558.397 | 50416.1511 | 49702.1305 | 48387.1074 | 45869.0629 | 42821.9298 | 42115.8936 | 41557.2171 | 41147.5273 | 40641.7327 | 40523.556 | 40427.2368 | 40229.8048 | 108220.3213 | 105992.5043 | 102621.0956 | 98912.7762 | 101639.8878 | 92627.7448 | 96609.4023 | 91282.0861 | 95503.5098 | 88525.9264 | 93153.1508 | 88979.6645 | 82224.1486 | 83062.338 | 81465.2463 | 78609.8944 | 75661.6201 | 70742.327 | 69622.4025 | 67541.0642 | 63427.5075 | 58977.2465 | 57968.8081 | 55947.0502 | 53958.7691 | 50862.3336 | 50145.186 | 48820.8372 | 46320.6582 | 43317.1211 | 42646.3156 | 42088.8058 | 41651.6711 | 41143.0669 | 41012.6598 | 40902.9992 | 40682.8604 | 40891.372 | 40891.3323
232 | (from IPEC1_23 exit) | Temperature, F | 497.5281 | 450.2752 | 497.7118 | 498.024 | 497.8449 | 497.6265 | 497.2609 | 497.2732 | 485.3394 | 488.2563 | 492.4366 | 494.314 | 497.269 | 497.2698 | 496.7451 | 492.4605 | 442.6002 | 438.2742 | 438.9593 | 439.2127 | 444.02 | 444.1609 | 444.445 | 445.489 | 449.5336 | 451.3527 | 450.6539 | 450.0747 | 451.3145 | 448.3859 | 450.3375 | 448.0426 | 450.0871 | 447.1812 | 449.3797 | 447.838 | 443.5063 | 430.011 | 431.0494 | 431.7235 | 432.5331 | 433.7665 | 434.037 | 434.4517 | 435.3521 | 435.1676 | 435.8109 | 436.3223 | 437.0745 | 438.2713 | 438.5291 | 438.9193 | 439.6705 | 440.6018 | 440.9035 | 441.1996 | 441.385 | 441.7767 | 441.8913 | 441.9675 | 442.2063 | 430.8931 | 431.5698 | 431.7859 | 432.088 | 431.5719 | 433.0429 | 432.401 | 433.2243 | 432.5679 | 433.5546 | 432.8845 | 433.3006 | 434.4339 | 431.1666 | 432.0694 | 432.7804 | 433.3359 | 434.6181 | 434.9408 | 435.376 | 436.248 | 434.9113 | 435.7022 | 436.566 | 437.0801 | 438.0402 | 438.2863 | 438.6564 | 439.291 | 440.1707 | 440.3415 | 440.5831 | 440.8066 | 441.1404 | 441.2417 | 441.3808 | 441.6118 | 447.955 | 449.7415 | 448.9601 | 448.2156 | 449.4758 | 446.4541 | 448.38 | 446.1048 | 448.1281 | 445.3137 | 447.4272 | 446.0297 | 441.7304 | 426.9479 | 428.0896 | 428.799 | 429.6407 | 430.8735 | 431.148 | 431.591 | 432.52 | 431.9917 | 432.7259 | 433.3201 | 434.143 | 435.4002 | 435.6783 | 436.1272 | 436.9912 | 437.7693 | 438.0998 | 438.4461 | 438.6862 | 439.1177 | 439.2581 | 439.3305 | 439.6078 | 427.6771 | 428.4205 | 428.551 | 428.7758 | 428.272 | 429.7863 | 429.157 | 429.987 | 429.3327 | 430.3452 | 429.6853 | 430.1206 | 431.2099 | 426.9549 | 428.0824 | 428.8836 | 429.5313 | 430.9165 | 431.2648 | 431.7573 | 432.716 | 430.74 | 431.7323 | 432.6861 | 433.3046 | 434.3821 | 434.6485 | 435.0799 | 435.8205 | 436.372 | 436.5696 | 436.8859 | 437.1804 | 437.5886 | 437.7558 | 437.8658 | 438.1954 | 439.4669 | 439.4743
233 | Feedwater to IPEC1_1 | Flow, lb/h | 101819.1767 | 160505.6879 | 119480.2818 | 118925.034 | 113287.0774 | 110484.8851 | 103355.8705 | 101689.4919 | 133565.2128 | 131211.6792 | 120970.1494 | 115236.3181 | 103335.0765 | 101698.3016 | 98998.6508 | 89575.1512 | 143586.0244 | 138932.5297 | 133547.5934 | 130655.0821 | 127317.7217 | 125440.1489 | 121335.7114 | 105272.4916 | 181193.9893 | 178215.8415 | 172942.3358 | 166857.6254 | 168665.0382 | 158944.3906 | 161985.9521 | 157127.6918 | 160575.6892 | 153418.8963 | 157633.7325 | 151881.4088 | 147123.8646 | 146133.1329 | 146437.3446 | 142719.5806 | 138302.1217 | 130505.9525 | 128754.0962 | 125031.4909 | 117595.2486 | 100892.0969 | 101524.4096 | 99240.0836 | 96359.5566 | 91298.3562 | 90129.0499 | 87753.0556 | 83156.2285 | 77589.17 | 76997.5643 | 76533.9054 | 76367.8627 | 75980.5781 | 75812.3371 | 75889.6083 | 75792.5748 | 176172.1547 | 174021.2438 | 168466.3839 | 162285.4812 | 165791.8923 | 152585.3101 | 158083.8992 | 150462.4156 | 156367.361 | 145937.5739 | 152681.2642 | 145497.5661 | 136327.7218 | 129502.0459 | 129321.1697 | 126091.5096 | 122637.2423 | 116188.7159 | 114700.2769 | 111611.9685 | 105597.4179 | 95136.1223 | 95146.0431 | 92792.1921 | 90563.8988 | 86551.1296 | 85593.4143 | 83593.7759 | 79825.6142 | 75766.1299 | 75318.7966 | 74940.3931 | 74710.1589 | 74426.7491 | 74317.4536 | 74282.7863 | 74238.5157 | 193617.2243 | 190699.0776 | 185605.0989 | 180084.3666 | 181856.8581 | 171980.9697 | 175406.0301 | 170074.5075 | 173913.7815 | 165802.3686 | 170749.9162 | 163936.7008 | 158658.5125 | 157761.6713 | 158133.2651 | 154098.3527 | 149401.127 | 141297.492 | 139478.333 | 135437.7855 | 127510.4235 | 109772.0154 | 110480.2025 | 107858.9658 | 104827.2456 | 99665.4086 | 98466.1811 | 95895.2627 | 90938.9848 | 85584.8428 | 85042.0554 | 84597.9206 | 84353.5512 | 84137.8331 | 83960.2109 | 84130.452 | 84108.7056 | 191606.0777 | 189252.8616 | 183373.2341 | 176828.4361 | 180483.8181 | 166337.8543 | 172162.7983 | 164006.464 | 170305.9401 | 159048.8368 | 166298.5679 | 158444.0643 | 148883.0226 | 142487.2749 | 141989.0915 | 138385.6153 | 134412.1325 | 127575.1071 | 126022.9369 | 122655.0997 | 116174.0331 | 105099.9489 | 104985.8992 | 102607.2065 | 100050.336 | 95803.5944 | 94830.7995 | 92682.2695 | 88608.3088 | 85265.7102 | 84733.1611 | 84272.4387 | 83998.4656 | 83759.8106 | 83560.2039 | 83729.0164 | 83668.2217 | 83438.6938 | 83435.9953
234 | (pressure is preliminary) | Pressure, psia | 787.3892 | 685.5015 | 782.1259 | 782.5237 | 783.9258 | 784.9842 | 786.5397 | 786.712 | 792.5646 | 790.9525 | 788.6507 | 787.8993 | 786.5334 | 786.7089 | 787.3732 | 791.0699 | 748.2652 | 734.6027 | 736.3267 | 736.1727 | 750.4317 | 751.0675 | 752.6708 | 759.5077 | 674.2506 | 671.5496 | 676.5014 | 681.2462 | 676.803 | 688.9009 | 682.6708 | 690.4187 | 683.9426 | 693.4037 | 686.8806 | 691.7085 | 703.6783 | 724.5539 | 722.3946 | 724.6902 | 727.6504 | 733.9541 | 735.3066 | 737.6102 | 742.8874 | 761.6058 | 760.1637 | 761.0796 | 762.7982 | 766.5092 | 767.3963 | 768.6734 | 771.2866 | 779.8536 | 780.7203 | 780.847 | 780.4755 | 780.8246 | 780.2113 | 780.9112 | 780.1988 | 648.1632 | 644.8169 | 649.336 | 653.7334 | 647.8816 | 663.13 | 654.9214 | 664.975 | 656.4758 | 668.9938 | 660.1898 | 666.9288 | 682.7032 | 712.0104 | 708.7803 | 711.0848 | 713.304 | 719.9668 | 721.5349 | 724.1304 | 729.9681 | 750.9157 | 748.9987 | 751.1735 | 752.4587 | 755.9768 | 756.9733 | 758.4936 | 761.467 | 772.4407 | 772.7566 | 772.5273 | 772.2597 | 772.0804 | 771.3286 | 772.1872 | 771.2643 | 625.9701 | 622.0434 | 628.0172 | 633.3972 | 627.4578 | 643.2042 | 634.5269 | 645.2032 | 636.1625 | 649.7244 | 640.1022 | 647.8091 | 664.0692 | 693.4917 | 690.4069 | 693.5258 | 697.4085 | 705.5236 | 707.2764 | 710.4699 | 717.5596 | 742.6784 | 740.6866 | 742.0765 | 744.2528 | 748.8126 | 749.9116 | 751.6245 | 755.1103 | 765.809 | 766.8592 | 766.9418 | 766.5032 | 766.6636 | 765.8152 | 766.6071 | 765.4689 | 597.799 | 593.3487 | 599.4968 | 605.447 | 597.8437 | 618.5048 | 607.6366 | 621.1382 | 609.8054 | 626.8933 | 614.9479 | 624.6156 | 644.7683 | 682.5604 | 678.5716 | 681.7122 | 684.9362 | 693.3671 | 695.3176 | 698.7573 | 706.3422 | 733.2821 | 730.8925 | 733.4375 | 735.2287 | 739.6 | 740.7959 | 742.7293 | 746.5396 | 759.3664 | 759.8364 | 759.5904 | 759.2632 | 758.9313 | 758.0499 | 758.8856 | 757.6619 | 749.7523 | 763.7804
235 |  | Temperature, F | 333.5905 | 323.3736 | 333.3196 | 333.4372 | 333.4438 | 333.5967 | 333.3688 | 333.3526 | 328.312 | 329.5335 | 331.2144 | 332.2089 | 333.3715 | 333.3526 | 333.0486 | 329.776 | 286.1893 | 229.9185 | 229.9185 | 229.9185 | 285.9868 | 286.2568 | 287.0224 | 284.8449 | 324.7707 | 324.8406 | 324.1575 | 323.3476 | 324.2368 | 321.8554 | 323.3367 | 321.5111 | 323.1275 | 320.7535 | 322.5985 | 321.4101 | 318.4727 | 307.1557 | 308.5281 | 307.9436 | 307.6457 | 307.2666 | 307.1386 | 306.739 | 305.6927 | 295.5582 | 296.5608 | 295.1271 | 294.8196 | 295.0651 | 295.0133 | 294.8097 | 294.1887 | 288.392 | 288.455 | 288.8721 | 288.6354 | 290.271 | 290.6856 | 291.2115 | 292.3835 | 296.8261 | 296.4038 | 294.2031 | 292.0426 | 292.4496 | 291.9501 | 292.9797 | 291.8422 | 293.0122 | 291.4871 | 292.9867 | 292.3943 | 290.5745 | 283.2363 | 283.0338 | 282.1413 | 280.1604 | 280.4927 | 280.7852 | 280.8018 | 280.5291 | 270.6044 | 270.7758 | 272.0214 | 270.2678 | 270.203 | 270.484 | 270.892 | 270.9732 | 269.5658 | 267.611 | 267.0717 | 267.0255 | 267.9611 | 268.4608 | 269.5797 | 271.1406 | 324.7714 | 324.8451 | 324.1641 | 323.3514 | 324.2415 | 321.8607 | 323.3433 | 321.5167 | 323.1324 | 320.76 | 322.6051 | 321.417 | 318.4797 | 307.1563 | 308.5309 | 307.9393 | 307.648 | 307.272 | 307.1433 | 306.7437 | 305.7008 | 295.5594 | 296.5622 | 295.1299 | 294.8279 | 295.0734 | 295.0147 | 294.8176 | 294.197 | 288.3934 | 288.4588 | 288.8762 | 288.6411 | 290.2784 | 290.6798 | 291.2191 | 292.3903 | 296.8268 | 296.4155 | 294.2073 | 292.0413 | 292.4622 | 291.9582 | 292.9887 | 291.8512 | 293.0202 | 291.4968 | 292.9966 | 292.4114 | 290.5846 | 283.2444 | 283.0401 | 282.1476 | 280.1669 | 280.5028 | 280.7949 | 280.8106 | 280.5395 | 270.6172 | 270.7828 | 272.0332 | 270.2759 | 270.2147 | 270.4955 | 270.9043 | 270.984 | 269.5676 | 267.6106 | 267.0789 | 267.0217 | 267.9683 | 268.4615 | 269.5842 | 271.144 | 294.6945 | 294.6907
236 |  | Enthalpy, Btu/lb | 305.7192 | 294.9647 | 305.4294 | 305.5519 | 305.5612 | 305.7215 | 305.4877 | 305.4712 | 300.2576 | 301.5197 | 303.2573 | 304.287 | 305.4905 | 305.4712 | 305.1569 | 301.7711 | 256.8852 | 199.8091 | 199.8128 | 199.8125 | 256.6826 | 256.9595 | 257.7443 | 255.5345 | 296.3903 | 296.458 | 295.7599 | 294.9305 | 295.8425 | 293.4014 | 294.9216 | 293.0482 | 294.7076 | 292.2708 | 294.1658 | 292.9462 | 289.934 | 278.3167 | 279.7236 | 279.1268 | 278.8259 | 278.4477 | 278.3187 | 277.9122 | 276.8469 | 266.489 | 267.5129 | 266.0467 | 265.7352 | 265.9934 | 265.9422 | 265.7362 | 265.1056 | 259.1952 | 259.2613 | 259.6876 | 259.4451 | 261.1171 | 261.5396 | 262.0786 | 263.2757 | 267.575 | 267.136 | 264.8905 | 262.6873 | 263.0927 | 262.6104 | 263.6485 | 262.5036 | 263.6848 | 262.1479 | 263.6656 | 263.0722 | 261.2405 | 253.8011 | 253.5883 | 252.6823 | 250.6667 | 251.0184 | 251.3197 | 251.3416 | 251.075 | 241.0126 | 241.183 | 242.454 | 240.6734 | 240.6147 | 240.9023 | 241.3201 | 241.4087 | 239.9999 | 238.0144 | 237.4662 | 237.4186 | 238.3687 | 238.8748 | 240.0135 | 241.5984 | 296.3081 | 296.3775 | 295.6832 | 294.8518 | 295.7624 | 293.3275 | 294.8454 | 292.9753 | 294.63 | 292.2015 | 294.0917 | 292.8769 | 289.8718 | 278.2608 | 279.6686 | 279.0659 | 278.7734 | 278.4016 | 278.2725 | 277.8676 | 276.809 | 266.4547 | 267.4778 | 266.0139 | 265.7087 | 265.9687 | 265.9107 | 265.7122 | 265.0835 | 259.1699 | 259.2386 | 259.6652 | 259.4242 | 261.0976 | 261.5064 | 262.0592 | 263.2547 | 267.4816 | 267.0517 | 264.8008 | 262.5945 | 263.0109 | 262.5341 | 263.5684 | 262.4298 | 263.6048 | 262.078 | 263.5903 | 263.0096 | 261.1787 | 253.7524 | 253.5361 | 252.6317 | 250.6179 | 250.9768 | 251.2785 | 251.3012 | 251.0396 | 240.9904 | 241.154 | 242.4307 | 240.6474 | 240.5939 | 240.8817 | 241.3012 | 241.3899 | 239.9756 | 237.9881 | 237.4475 | 237.3886 | 238.3496 | 238.8489 | 239.9915 | 241.5747 | 265.5826 | 265.6051
237 | IP FW Temperature Increase Across BFP | F | 2 | 2 | 2.0003 | 2 | 2 | 1.9993 | 2.0002 | 2.0003 | 2.0011 | 2.0011 | 2 | 1.9998 | 2.0002 | 2.0009 | 2 | 2.0002 | 2.0005 | 2 | 2 | 2 | 2.0003 | 2.0005 | 2 | 2.0003 | 2.0002 | 2 | 2 | 2 | 2 | 2 | 2.0002 | 2 | 2.0003 | 2 | 2 | 2.0002 | 2 | 2.0002 | 2 | 2 | 2.0002 | 2 | 2.0002 | 2 | 2 | 2 | 2.0002 | 2 | 2.0003 | 1.9998 | 2 | 2 | 2 | 2.0003 | 2 | 1.9998 | 2 | 1.9998 | 2 | 2 | 2.0002 | 2.0003 | 2.0003 | 1.9998 | 2.0029 | 2.0021 | 2.0002 | 1.9998 | 1.9998 | 2.0007 | 1.9996 | 2.0002 | 2.0002 | 2 | 2.0003 | 2 | 2.0005 | 2.0007 | 2.0007 | 1.9998 | 2.0002 | 2.0003 | 2.0007 | 2.0003 | 1.9998 | 2 | 2.0003 | 2.0002 | 2.0002 | 2 | 2.0011 | 2.0003 | 2.0005 | 2.0007 | 2 | 2 | 2.0003 | 1.9996 | 1.9919 | 2.0036 | 2.0065 | 2.0072 | 2.009 | 2.0075 | 2.0095 | 2.0086 | 2.009 | 2.0083 | 2.0083 | 2.0079 | 2.0083 | 2.0057 | 2.0065 | 1.9976 | 2.0056 | 2.0086 | 2.0101 | 2.0057 | 2.0077 | 2.0063 | 2.0057 | 2.0061 | 2.014 | 2.0126 | 1.998 | 2.0079 | 2.0066 | 2.0036 | 2.005 | 2.0057 | 2.0068 | 2.0048 | 1.9958 | 2.0048 | 2.0032 | 2.0065 | 2.009 | 2.0102 | 2.0045 | 2.0291 | 2.0111 | 2.0124 | 2.012 | 2.0124 | 2.012 | 2.0119 | 2.0153 | 2.011 | 2.0138 | 2.0119 | 2.0153 | 2.0126 | 2.0165 | 2.0113 | 2.0104 | 2.0025 | 2.0165 | 2.0113 | 2.0185 | 2.0081 | 2.007 | 2.0057 | 2.0083 | 2.0081 | 2.0097 | 2.0016 | 2.023 | 2.0088 | 2.0088 | 2.0036 | 2.0068 | 2.0041 | 1.9969 | 1.998
238
239 | LP Steam (at HRSG terminal point) | Flow, lb/h | 14760.3556 | 59492.9223 | 6426.1792 | 7216.5035 | 10166.965 | 12757.0028 | 13946.3888 | 13950.0159 | 26522.69 | 23970.264 | 19464.9306 | 18321.9422 | 13935.5236 | 13946.8095 | 14613.0434 | 13564.9218 | 2296.1484 | 0 | 0 | 0 | 3954.2658 | 7296.2033 | 13682.2254 | 16235.5879 | 61851.5829 | 60291.2221 | 59933.7158 | 59098.2963 | 59610.4243 | 57863.5046 | 59042.335 | 57499.8474 | 58913.5073 | 56727.3576 | 58597.9462 | 57495.8632 | 55751.0388 | 43155.6579 | 44536.1426 | 44114.7384 | 44653.2558 | 46708.1968 | 47053.6315 | 47250.8016 | 47626.967 | 40485.2458 | 41044.6366 | 38924.1151 | 39273.5974 | 41785.5941 | 42205.3872 | 42558.6712 | 43009.949 | 40099.3818 | 40768.346 | 41370.3725 | 40694.3368 | 43209.7859 | 43299.7399 | 44585.9768 | 45692.2662 | 67880.4353 | 66481.1884 | 63110.6289 | 59822.3884 | 59752.2681 | 60804.12 | 61464.4174 | 60845.7001 | 61697.6278 | 60752.7937 | 62103.7461 | 61949.1084 | 61176.2059 | 55258.7682 | 54260.4808 | 53243.0581 | 50671.608 | 52196.3253 | 52862.345 | 53292.3209 | 53872.839 | 45358.6968 | 45046.5802 | 46989.0033 | 45035.1276 | 45645.8527 | 46190.2908 | 46983.908 | 47679.0472 | 48605.6191 | 46433.8666 | 45738.1321 | 45592.2406 | 46571.8452 | 46937.3437 | 48431.4732 | 49994.8659 | 0 | 0 | 0 | 0 | 0 | 0 | 0 | 0 | 0 | 0 | 0 | 0 | 0 | 0 | 0 | 0 | 0 | 0 | 0 | 0 | 0 | 0 | 0 | 0 | 0 | 0 | 0 | 0 | 0 | 0 | 0 | 0 | 0 | 0 | 0 | 0 | 0 | 0 | 0 | 0 | 0 | 0 | 0 | 0 | 0 | 0 | 0 | 0 | 0 | 0 | 0 | 0 | 0 | 0 | 0 | 0 | 0 | 0 | 0 | 0 | 0 | 0 | 0 | 0 | 0 | 0 | 0 | 0 | 0 | 0 | 0 | 0 | 0 | 0 | 0 | 0
240 |  | Pressure, psia | 104.9194 | 84.0263 | 104.8551 | 105.0045 | 104.9188 | 105.0305 | 104.6422 | 104.6185 | 96.5561 | 98.4958 | 101.2256 | 102.7183 | 104.6467 | 104.6177 | 104.1464 | 99.5843 | 52.5675 | 20 | 20 | 20 | 52.3627 | 52.4505 | 52.6185 | 50.5286 | 85.3933 | 85.8776 | 85.0079 | 84.0867 | 85.1975 | 82.3418 | 84.0853 | 81.9632 | 83.8275 | 81.1294 | 83.1774 | 81.8272 | 78.3431 | 67.4858 | 68.7471 | 68.1695 | 67.7051 | 66.7868 | 66.5561 | 66.0501 | 64.7653 | 55.7403 | 56.6117 | 55.6911 | 55.302 | 54.9191 | 54.7586 | 54.4623 | 53.7224 | 48.9246 | 48.8002 | 49.024 | 48.9891 | 49.8349 | 50.2081 | 50.3495 | 51.1791 | 48.1634 | 48.2442 | 47.1275 | 46.0721 | 46.53 | 45.5991 | 46.4421 | 45.4689 | 46.3858 | 45.1293 | 46.2008 | 45.6253 | 43.9996 | 38.9784 | 39.1828 | 38.7373 | 37.9024 | 37.6112 | 37.6187 | 37.4615 | 36.9715 | 31.7359 | 32.0006 | 32.2489 | 31.592 | 31.2928 | 31.3009 | 31.3111 | 31.0896 | 29.5213 | 28.8632 | 28.7293 | 28.7544 | 29.0866 | 29.3351 | 29.6092 | 30.239 | 93.223 | 93.3055 | 92.4131 | 91.3655 | 92.5132 | 89.464 | 91.3518 | 89.0284 | 91.0818 | 88.0797 | 90.4083 | 88.9036 | 85.2686 | 72.3506 | 73.8275 | 73.1985 | 72.8772 | 72.4719 | 72.333 | 71.9121 | 70.8089 | 60.7924 | 61.7295 | 60.3943 | 60.1068 | 60.3371 | 60.2932 | 60.1041 | 59.537 | 54.4289 | 54.4821 | 54.8374 | 54.6365 | 56.0469 | 56.4019 | 56.8698 | 57.9092 | 61.9777 | 61.5854 | 59.5437 | 57.5994 | 57.9497 | 57.5173 | 58.4368 | 57.4217 | 58.465 | 57.1081 | 58.4443 | 57.9169 | 56.3088 | 50.1861 | 50.0256 | 49.319 | 47.7875 | 48.0418 | 48.2695 | 48.2835 | 48.0793 | 40.9203 | 41.0345 | 41.8826 | 40.6959 | 40.6536 | 40.843 | 41.1178 | 41.1736 | 40.2242 | 38.9443 | 38.593 | 38.5656 | 39.1722 | 39.5004 | 40.2369 | 41.2884 | 60.0013 | 59.998
241 |  | Temperature, F | 517.6485 | 509.0324 | 529.234 | 529.5398 | 526.5275 | 523.6174 | 518.9045 | 518.1204 | 505.4623 | 511.8062 | 517.4393 | 517.3221 | 518.9117 | 518.1276 | 515.8015 | 510.4225 | 485.6392 | 227.9185 | 227.9185 | 227.9185 | 482.1525 | 481.6819 | 477.3976 | 468.6431 | 514.9449 | 516.2788 | 513.9486 | 511.5891 | 512.6594 | 508.2156 | 509.6511 | 507.5184 | 509.0254 | 506.0473 | 507.5964 | 505.0794 | 501.6772 | 499.8063 | 499.9561 | 499.5187 | 498.1937 | 494.5557 | 493.7682 | 492.3072 | 489.2522 | 485.9906 | 486.6957 | 487.8124 | 486.716 | 482.734 | 481.8855 | 480.4421 | 477.6885 | 478.2357 | 477.7075 | 477.1731 | 477.9378 | 475.5339 | 475.3258 | 474.1947 | 472.9869 | 483.0282 | 483.7278 | 484.4293 | 484.8379 | 485.3694 | 481.8088 | 482.389 | 481.1977 | 481.7802 | 479.9214 | 480.4804 | 478.2996 | 476.9177 | 477.171 | 478.6898 | 478.9476 | 480.2482 | 477.5632 | 476.6482 | 475.2666 | 472.7039 | 475.5587 | 476.551 | 474.337 | 475.6613 | 473.8957 | 473.0607 | 471.4135 | 468.9347 | 467.4702 | 469.8941 | 470.7093 | 470.9583 | 469.9879 | 469.5584 | 467.9982 | 466.2869 | 322.7743 | 322.8375 | 322.1523 | 321.3414 | 322.2293 | 319.8502 | 321.3307 | 319.5052 | 321.1205 | 318.7488 | 320.5938 | 319.406 | 316.4689 | 305.1477 | 306.5202 | 305.9384 | 305.6398 | 305.2612 | 305.1313 | 304.736 | 303.6909 | 293.5508 | 294.5543 | 293.1208 | 292.8088 | 293.059 | 293.0113 | 292.806 | 292.1871 | 286.3877 | 286.4503 | 286.8672 | 286.632 | 288.2705 | 288.6777 | 289.2114 | 290.3839 | 294.8178 | 294.4006 | 292.1945 | 290.0363 | 290.4291 | 289.944 | 290.9728 | 289.8361 | 291.0042 | 289.4817 | 290.9811 | 290.3927 | 288.5711 | 281.2271 | 281.0251 | 280.1295 | 278.1518 | 278.4839 | 278.7796 | 278.7978 | 278.5327 | 268.5987 | 268.7679 | 270.0122 | 268.2651 | 268.2023 | 268.484 | 268.8912 | 268.9736 | 267.5595 | 265.6094 | 265.0656 | 265.0231 | 265.9606 | 266.4631 | 267.5786 | 269.1426 | 292.6942 | 292.6908
242 |  | Enthalpy, Btu/lb | 1287.7609 | 1285.3744 | 1293.6095 | 1293.7505 | 1292.2402 | 1290.763 | 1288.4208 | 1288.027 | 1282.4023 | 1285.4118 | 1287.9952 | 1287.7991 | 1288.4238 | 1288.0309 | 1286.9002 | 1284.613 | 1276.8495 | 1156.188 | 1156.188 | 1156.188 | 1275.1663 | 1274.9277 | 1272.8168 | 1268.7562 | 1288.1959 | 1288.8168 | 1287.7346 | 1286.6435 | 1287.0743 | 1285.125 | 1285.6775 | 1284.8133 | 1285.3894 | 1284.159 | 1284.7381 | 1283.6113 | 1282.2497 | 1282.3581 | 1282.3116 | 1282.1508 | 1281.5412 | 1279.8349 | 1279.4686 | 1278.797 | 1277.417 | 1276.7072 | 1276.9664 | 1277.6044 | 1277.1061 | 1275.1947 | 1274.7953 | 1274.1191 | 1272.8465 | 1273.6014 | 1273.3568 | 1273.0735 | 1273.4497 | 1272.1913 | 1272.0516 | 1271.4849 | 1270.8095 | 1276.0129 | 1276.3456 | 1276.7975 | 1277.1006 | 1277.3138 | 1275.6749 | 1275.8731 | 1275.3908 | 1275.5825 | 1274.8044 | 1274.969 | 1273.9664 | 1273.4596 | 1274.089 | 1274.8031 | 1274.9725 | 1275.6844 | 1274.4161 | 1273.9733 | 1273.3216 | 1272.1337 | 1274.04 | 1274.4905 | 1273.4007 | 1274.1036 | 1273.285 | 1272.8826 | 1272.0898 | 1270.9209 | 1270.3792 | 1271.61 | 1272.0146 | 1272.1315 | 1271.632 | 1271.4007 | 1270.6234 | 1269.7364 | 1186.1999 | 1186.2162 | 1186.0387 | 1185.8276 | 1186.0584 | 1185.4368 | 1185.8246 | 1185.3461 | 1185.7695 | 1185.1461 | 1185.6319 | 1185.3198 | 1184.5395 | 1181.4235 | 1181.8104 | 1181.6466 | 1181.5623 | 1181.4557 | 1181.4187 | 1181.3069 | 1181.0103 | 1178.0589 | 1178.3568 | 1177.9312 | 1177.8379 | 1177.9127 | 1177.8985 | 1177.8371 | 1177.6522 | 1175.8977 | 1175.917 | 1176.0443 | 1175.9725 | 1176.4721 | 1176.5954 | 1176.7571 | 1177.1114 | 1178.4346 | 1178.3113 | 1177.6548 | 1177.0065 | 1177.1247 | 1176.9785 | 1177.2885 | 1176.9458 | 1177.2975 | 1176.8388 | 1177.2911 | 1177.1139 | 1176.5632 | 1174.3031 | 1174.2399 | 1173.96 | 1173.3379 | 1173.4428 | 1173.5357 | 1173.5417 | 1173.4583 | 1170.2726 | 1170.3281 | 1170.7326 | 1170.1638 | 1170.1436 | 1170.2352 | 1170.368 | 1170.3951 | 1169.9334 | 1169.2932 | 1169.114 | 1169.0998 | 1169.4089 | 1169.574 | 1169.9394 | 1170.4497 | 1177.804 | 1177.8031
243 | LPEV Steam Exit | Flow, lb/h | 14760.3556 | 59492.9223 | 6426.1792 | 7216.5035 | 10166.965 | 12757.0028 | 13946.3888 | 13950.0159 | 26522.69 | 23970.264 | 19464.9306 | 18321.9422 | 13935.5236 | 13946.8095 | 14613.0434 | 13564.9218 | 2296.1484 | 0 | 0 | 0 | 3954.2658 | 7296.2033 | 13682.2254 | 16235.5879 | 61851.5829 | 60291.2221 | 59933.7158 | 59098.2963 | 59610.4243 | 57863.5046 | 59042.335 | 57499.8474 | 58913.5073 | 56727.3576 | 58597.9462 | 57495.8632 | 55751.0388 | 43155.6579 | 44536.1426 | 44114.7384 | 44653.2558 | 46708.1968 | 47053.6315 | 47250.8016 | 47626.967 | 40485.2458 | 41044.6366 | 38924.1151 | 39273.5974 | 41785.5941 | 42205.3872 | 42558.6712 | 43009.949 | 40099.3818 | 40768.346 | 41370.3725 | 40694.3368 | 43209.7859 | 43299.7399 | 44585.9768 | 45692.2662 | 67880.4353 | 66481.1884 | 63110.6289 | 59822.3884 | 59752.2681 | 60804.12 | 61464.4174 | 60845.7001 | 61697.6278 | 60752.7937 | 62103.7461 | 61949.1084 | 61176.2059 | 55258.7682 | 54260.4808 | 53243.0581 | 50671.608 | 52196.3253 | 52862.345 | 53292.3209 | 53872.839 | 45358.6968 | 45046.5802 | 46989.0033 | 45035.1276 | 45645.8527 | 46190.2908 | 46983.908 | 47679.0472 | 48605.6191 | 46433.8666 | 45738.1321 | 45592.2406 | 46571.8452 | 46937.3437 | 48431.4732 | 49994.8659 | 0 | 0 | 0 | 0 | 0 | 0 | 0 | 0 | 0 | 0 | 0 | 0 | 0 | 0 | 0 | 0 | 0 | 0 | 0 | 0 | 0 | 0 | 0 | 0 | 0 | 0 | 0 | 0 | 0 | 0 | 0 | 0 | 0 | 0 | 0 | 0 | 0 | 0 | 0 | 0 | 0 | 0 | 0 | 0 | 0 | 0 | 0 | 0 | 0 | 0 | 0 | 0 | 0 | 0 | 0 | 0 | 0 | 0 | 0 | 0 | 0 | 0 | 0 | 0 | 0 | 0 | 0 | 0 | 0 | 0 | 0 | 0 | 0 | 0 | 0 | 0
244 |  | Pressure, psia | 105.3232 | 91.4071 | 104.9332 | 105.1026 | 105.1122 | 105.333 | 105.0041 | 104.9806 | 97.9365 | 99.6077 | 101.9459 | 103.3491 | 105.0081 | 104.9798 | 104.5451 | 99.9433 | 52.5871 | 20 | 20 | 20 | 52.4202 | 52.6429 | 53.2792 | 51.4861 | 93.2183 | 93.3096 | 92.4198 | 91.3735 | 92.5228 | 89.4706 | 91.3594 | 89.036 | 91.0904 | 88.0855 | 90.4143 | 88.9086 | 85.2733 | 72.359 | 73.836 | 73.2041 | 72.8835 | 72.4776 | 72.3408 | 71.9154 | 70.8109 | 60.7991 | 61.7356 | 60.4 | 60.1163 | 60.343 | 60.2951 | 60.1074 | 59.5384 | 54.4323 | 54.4861 | 54.8416 | 54.6396 | 56.0476 | 56.4089 | 56.8702 | 57.9086 | 61.9852 | 61.588 | 59.5518 | 57.6026 | 57.9659 | 57.5227 | 58.4431 | 57.4274 | 58.4716 | 57.1133 | 58.4491 | 57.9182 | 56.3119 | 50.1931 | 50.0325 | 49.3279 | 47.7934 | 48.048 | 48.2738 | 48.2863 | 48.0763 | 40.9236 | 41.0396 | 41.889 | 40.6977 | 40.6539 | 40.8428 | 41.1183 | 41.1735 | 40.2278 | 38.9449 | 38.5967 | 38.5668 | 39.1725 | 39.4989 | 40.2374 | 41.2873 | 93.223 | 93.3055 | 92.4131 | 91.3655 | 92.5132 | 89.464 | 91.3518 | 89.0284 | 91.0818 | 88.0797 | 90.4083 | 88.9036 | 85.2686 | 72.3506 | 73.8275 | 73.1985 | 72.8772 | 72.4719 | 72.333 | 71.9121 | 70.8089 | 60.7924 | 61.7295 | 60.3943 | 60.1068 | 60.3371 | 60.2932 | 60.1041 | 59.537 | 54.4289 | 54.4821 | 54.8374 | 54.6365 | 56.0469 | 56.4019 | 56.8698 | 57.9092 | 61.9777 | 61.5854 | 59.5437 | 57.5994 | 57.9497 | 57.5173 | 58.4368 | 57.4217 | 58.465 | 57.1081 | 58.4443 | 57.9169 | 56.3088 | 50.1861 | 50.0256 | 49.319 | 47.7875 | 48.0418 | 48.2695 | 48.2835 | 48.0793 | 40.9203 | 41.0345 | 41.8826 | 40.6959 | 40.6536 | 40.843 | 41.1178 | 41.1736 | 40.2242 | 38.9443 | 38.593 | 38.5656 | 39.1722 | 39.5004 | 40.2369 | 41.2884 | 60.0013 | 59.998
245 |  | Temperature, F | 331.5906 | 321.3736 | 331.3193 | 331.4372 | 331.4439 | 331.5974 | 331.3686 | 331.3522 | 326.311 | 327.5325 | 329.2144 | 330.2091 | 331.3713 | 331.3517 | 331.0486 | 327.7758 | 284.1888 | 227.9185 | 227.9185 | 227.9185 | 283.9865 | 284.2563 | 285.0224 | 282.8446 | 322.7706 | 322.8406 | 322.1575 | 321.3477 | 322.2369 | 319.8555 | 321.3365 | 319.5111 | 321.1272 | 318.7535 | 320.5985 | 319.41 | 316.4727 | 305.1556 | 306.5281 | 305.9436 | 305.6455 | 305.2666 | 305.1385 | 304.7391 | 303.6927 | 293.5582 | 294.5606 | 293.1271 | 292.8193 | 293.0653 | 293.0133 | 292.8097 | 292.1887 | 286.3917 | 286.455 | 286.8723 | 286.6354 | 288.2712 | 288.6856 | 289.2115 | 290.3833 | 294.8257 | 294.4035 | 292.2033 | 290.0397 | 290.4474 | 289.9499 | 290.9799 | 289.8424 | 291.0115 | 289.4875 | 290.9865 | 290.3941 | 288.5745 | 281.2359 | 281.0338 | 280.1408 | 278.1597 | 278.492 | 278.7854 | 278.8016 | 278.5287 | 268.6037 | 268.7754 | 270.0216 | 268.2678 | 268.2027 | 268.4838 | 268.8919 | 268.9732 | 267.5647 | 265.6107 | 265.0712 | 265.0248 | 265.9611 | 266.4608 | 267.5793 | 269.1408 | 322.7743 | 322.8373 | 322.1523 | 321.3414 | 322.2295 | 319.8502 | 321.3307 | 319.5052 | 321.1205 | 318.7488 | 320.5938 | 319.406 | 316.4689 | 305.1477 | 306.5202 | 305.9384 | 305.6398 | 305.2612 | 305.1313 | 304.736 | 303.6909 | 293.5508 | 294.5541 | 293.121 | 292.809 | 293.0589 | 293.0113 | 292.806 | 292.1871 | 286.3877 | 286.4503 | 286.8674 | 286.6318 | 288.2705 | 288.6777 | 289.2112 | 290.3841 | 294.8178 | 294.4008 | 292.1945 | 290.0361 | 290.4294 | 289.9438 | 290.9728 | 289.8361 | 291.0043 | 289.4815 | 290.9813 | 290.3927 | 288.5711 | 281.2273 | 281.0251 | 280.1295 | 278.152 | 278.4839 | 278.7798 | 278.7978 | 278.5327 | 268.5988 | 268.7679 | 270.0122 | 268.2651 | 268.2023 | 268.484 | 268.891 | 268.9734 | 267.5593 | 265.6098 | 265.0654 | 265.0228 | 265.9606 | 266.4631 | 267.5784 | 269.1426 | 292.6942 | 292.6906
246 |  | Enthalpy, Btu/lb | 1188.4264 | 1185.8357 | 1188.3598 | 1188.389 | 1188.3903 | 1188.4282 | 1188.3723 | 1188.368 | 1187.1066 | 1187.4157 | 1187.8374 | 1188.0851 | 1188.3727 | 1188.368 | 1188.2932 | 1187.4767 | 1175.2219 | 1156.188 | 1156.188 | 1156.188 | 1175.1595 | 1175.2429 | 1175.4789 | 1174.8061 | 1186.199 | 1186.2171 | 1186.0399 | 1185.8289 | 1186.0606 | 1185.4385 | 1185.8258 | 1185.3473 | 1185.7717 | 1185.1474 | 1185.6332 | 1185.3207 | 1184.5408 | 1181.426 | 1181.8125 | 1181.6479 | 1181.564 | 1181.457 | 1181.4209 | 1181.3078 | 1181.0107 | 1178.061 | 1178.3586 | 1177.9329 | 1177.8414 | 1177.9144 | 1177.899 | 1177.8383 | 1177.6526 | 1175.899 | 1175.9183 | 1176.046 | 1175.9738 | 1176.4721 | 1176.598 | 1176.7571 | 1177.1109 | 1178.4372 | 1178.3121 | 1177.6569 | 1177.0073 | 1177.1303 | 1176.9802 | 1177.2902 | 1176.948 | 1177.3001 | 1176.8405 | 1177.2923 | 1177.1144 | 1176.5641 | 1174.3057 | 1174.2429 | 1173.9635 | 1173.3405 | 1173.4454 | 1173.5379 | 1173.543 | 1173.457 | 1170.2743 | 1170.3302 | 1170.7356 | 1170.1647 | 1170.1436 | 1170.2352 | 1170.3685 | 1170.3951 | 1169.9351 | 1169.2937 | 1169.1157 | 1169.1006 | 1169.4089 | 1169.5731 | 1169.9398 | 1170.4493 | 1186.1999 | 1186.2162 | 1186.0387 | 1185.8276 | 1186.0584 | 1185.4368 | 1185.8246 | 1185.3461 | 1185.7695 | 1185.1461 | 1185.6319 | 1185.3198 | 1184.5395 | 1181.4235 | 1181.8104 | 1181.6466 | 1181.5623 | 1181.4557 | 1181.4187 | 1181.3069 | 1181.0103 | 1178.0589 | 1178.3568 | 1177.9312 | 1177.8379 | 1177.9127 | 1177.8985 | 1177.8371 | 1177.6522 | 1175.8977 | 1175.917 | 1176.0443 | 1175.9725 | 1176.4721 | 1176.5954 | 1176.7571 | 1177.1114 | 1178.4346 | 1178.3113 | 1177.6548 | 1177.0065 | 1177.1247 | 1176.9785 | 1177.2885 | 1176.9458 | 1177.2975 | 1176.8388 | 1177.2911 | 1177.1139 | 1176.5632 | 1174.3031 | 1174.2399 | 1173.96 | 1173.3379 | 1173.4428 | 1173.5357 | 1173.5417 | 1173.4583 | 1170.2726 | 1170.3281 | 1170.7326 | 1170.1638 | 1170.1436 | 1170.2352 | 1170.368 | 1170.3951 | 1169.9334 | 1169.2932 | 1169.114 | 1169.0998 | 1169.4089 | 1169.574 | 1169.9394 | 1170.4497 | 1177.804 | 1177.8031
247 | LPEV Water Exit to BFPs | Flow, lb/h | 1171192.8782 | 862104.0935 | 1208767.3504 | 1206703.0283 | 1196297.2892 | 1189516.2172 | 1175957.2479 | 1174528.6513 | 1089134.2881 | 1111706.9084 | 1142995.5555 | 1156542.6198 | 1176031.8524 | 1174542.9373 | 1167105.5045 | 1112633.9089 | 1209879.2748 | 1212957.9005 | 1200841.0201 | 1201929.1346 | 1193500.4145 | 1189739.237 | 1180505.7408 | 1121172.9484 | 892052.2408 | 898477.7509 | 885412.4411 | 872330.4644 | 884879.8921 | 850332.4574 | 868879.6099 | 845788.7264 | 865335.1029 | 836595.7072 | 856982.5746 | 842337.8719 | 804918.958 | 721668.7596 | 730958.3679 | 722910.3688 | 713365.9147 | 693113.5734 | 688579.6839 | 680384.9362 | 660931.0217 | 572690.9734 | 580282.139 | 573814.8027 | 566556.262 | 552483.871 | 548827.1398 | 543238.5492 | 531180.2413 | 481531.3498 | 477683.901 | 477987.0809 | 479192.7371 | 481111.4217 | 484818.0744 | 482788.1973 | 488646.2371 | 901874.6362 | 908816.8222 | 895615.002 | 882629.8524 | 896604.702 | 860344.5387 | 881112.3653 | 855760.3309 | 877528.9688 | 845503.8008 | 868749.4488 | 851773.7526 | 809748.4083 | 718758.6289 | 728009.2682 | 720073.2553 | 710948.2531 | 691050.6799 | 686551.2355 | 678411.4094 | 659274.4052 | 573200.2681 | 580607.4622 | 573937.2652 | 566931.1893 | 553216.3442 | 549631.3603 | 544091.5007 | 532172.3223 | 483245.2689 | 479280.1989 | 479645.6022 | 480800.702 | 482787.7211 | 486803.9824 | 484406.083 | 490638.2564 | 996300.9048 | 1004243.902 | 990959.5407 | 978403.7637 | 992234.9601 | 954974.7791 | 976058.4843 | 950031.0411 | 972262.3856 | 938786.3983 | 963000.3175 | 944239.6691 | 902257.1827 | 808446.0043 | 819025.556 | 809840.4734 | 799055.3625 | 776420.5982 | 771334.2387 | 761655.5759 | 739333.3568 | 640939.7167 | 649553.5988 | 642181.0085 | 634173.0101 | 618757.262 | 614777.9855 | 608251.918 | 594353.2602 | 541887.8111 | 537736.9442 | 538197.6666 | 539533.3251 | 542054.1632 | 546286.8569 | 544145.1525 | 551072.1 | 1007245.5422 | 1015312.3512 | 1000710.5064 | 986384.8569 | 1001845.447 | 959729.6249 | 983123.6882 | 954118.4148 | 978799.8025 | 941550.7328 | 968317.8716 | 947495.2821 | 901267.4827 | 800644.2794 | 810739.6956 | 801552.232 | 790794.7406 | 768475.1407 | 763460.3697 | 753909.0901 | 731956.1632 | 636194.5537 | 644404.8572 | 637238.3816 | 629210.1448 | 613985.8287 | 610083.5376 | 603661.9958 | 589944.2936 | 538945.6163 | 534733.5579 | 535107.7709 | 536385.8886 | 538802.7567 | 542936.7185 | 540905.7303 | 547714.5011 | 614730.2069 | 562468.4915
248 |  | Pressure, psia | 105.3232 | 91.4071 | 104.9332 | 105.1026 | 105.1122 | 105.333 | 105.0041 | 104.9806 | 97.9365 | 99.6077 | 101.9459 | 103.3491 | 105.0081 | 104.9798 | 104.5451 | 99.9433 | 52.5871 | 20 | 20 | 20 | 52.4202 | 52.6429 | 53.2792 | 51.4861 | 93.2183 | 93.3096 | 92.4198 | 91.3735 | 92.5228 | 89.4706 | 91.3594 | 89.036 | 91.0904 | 88.0855 | 90.4143 | 88.9086 | 85.2733 | 72.359 | 73.836 | 73.2041 | 72.8835 | 72.4776 | 72.3408 | 71.9154 | 70.8109 | 60.7991 | 61.7356 | 60.4 | 60.1163 | 60.343 | 60.2951 | 60.1074 | 59.5384 | 54.4323 | 54.4861 | 54.8416 | 54.6396 | 56.0476 | 56.4089 | 56.8702 | 57.9086 | 61.9852 | 61.588 | 59.5518 | 57.6026 | 57.9659 | 57.5227 | 58.4431 | 57.4274 | 58.4716 | 57.1133 | 58.4491 | 57.9182 | 56.3119 | 50.1931 | 50.0325 | 49.3279 | 47.7934 | 48.048 | 48.2738 | 48.2863 | 48.0763 | 40.9236 | 41.0396 | 41.889 | 40.6977 | 40.6539 | 40.8428 | 41.1183 | 41.1735 | 40.2278 | 38.9449 | 38.5967 | 38.5668 | 39.1725 | 39.4989 | 40.2374 | 41.2873 | 93.2298 | 93.311 | 92.42 | 91.3693 | 92.5172 | 89.4676 | 91.3556 | 89.032 | 91.0856 | 88.0834 | 90.4121 | 88.9074 | 85.2718 | 72.3535 | 73.8321 | 73.202 | 72.8802 | 72.4742 | 72.3353 | 71.9143 | 70.8112 | 60.7945 | 61.7316 | 60.3971 | 60.1113 | 60.3389 | 60.2982 | 60.1075 | 59.5399 | 54.4308 | 54.4849 | 54.8401 | 54.6387 | 56.0496 | 56.4074 | 56.8723 | 57.912 | 61.9801 | 61.5909 | 59.546 | 57.6 | 57.9529 | 57.5201 | 58.4399 | 57.4245 | 58.4682 | 57.1109 | 58.4474 | 57.92 | 56.311 | 50.1888 | 50.028 | 49.3213 | 47.7893 | 48.0436 | 48.2723 | 48.2852 | 48.0826 | 40.9216 | 41.0369 | 41.8844 | 40.6977 | 40.6573 | 40.8469 | 41.1212 | 41.1754 | 40.2232 | 38.9439 | 38.5894 | 38.5619 | 39.1715 | 39.5 | 40.2362 | 41.2867 | 60.0044 | 59.9999
249 |  | Temperature, F | 331.5906 | 321.3736 | 331.3193 | 331.4372 | 331.4439 | 331.5974 | 331.3686 | 331.3522 | 326.311 | 327.5325 | 329.2144 | 330.2091 | 331.3713 | 331.3517 | 331.0486 | 327.7758 | 284.1888 | 227.9185 | 227.9185 | 227.9185 | 283.9865 | 284.2563 | 285.0224 | 282.8446 | 322.7706 | 322.8406 | 322.1575 | 321.3477 | 322.2369 | 319.8555 | 321.3365 | 319.5111 | 321.1272 | 318.7535 | 320.5985 | 319.41 | 316.4727 | 305.1556 | 306.5281 | 305.9436 | 305.6455 | 305.2666 | 305.1385 | 304.7391 | 303.6927 | 293.5582 | 294.5606 | 293.1271 | 292.8193 | 293.0653 | 293.0133 | 292.8097 | 292.1887 | 286.3917 | 286.455 | 286.8723 | 286.6354 | 288.2712 | 288.6856 | 289.2115 | 290.3833 | 294.8257 | 294.4035 | 292.2033 | 290.0397 | 290.4474 | 289.9499 | 290.9799 | 289.8424 | 291.0115 | 289.4875 | 290.9865 | 290.3941 | 288.5745 | 281.2359 | 281.0338 | 280.1408 | 278.1597 | 278.492 | 278.7854 | 278.8016 | 278.5287 | 268.6037 | 268.7754 | 270.0216 | 268.2678 | 268.2027 | 268.4838 | 268.8919 | 268.9732 | 267.5647 | 265.6107 | 265.0712 | 265.0248 | 265.9611 | 266.4608 | 267.5793 | 269.141 | 322.7796 | 322.8415 | 322.1577 | 321.3442 | 322.2325 | 319.8531 | 321.3338 | 319.5081 | 321.1234 | 318.7517 | 320.5969 | 319.4091 | 316.4715 | 305.1505 | 306.5245 | 305.9416 | 305.6425 | 305.2634 | 305.1333 | 304.738 | 303.6931 | 293.5531 | 294.5565 | 293.1238 | 292.8139 | 293.0608 | 293.0167 | 292.8097 | 292.1904 | 286.3899 | 286.4538 | 286.8705 | 286.6343 | 288.2736 | 288.684 | 289.2142 | 290.3871 | 294.8203 | 294.4065 | 292.197 | 290.0368 | 290.433 | 289.947 | 290.9763 | 289.8392 | 291.0078 | 289.4848 | 290.9847 | 290.3961 | 288.5736 | 281.2305 | 281.0282 | 280.1323 | 278.1543 | 278.4862 | 278.7836 | 278.8002 | 278.537 | 268.6006 | 268.7715 | 270.0147 | 268.2678 | 268.2077 | 268.4898 | 268.896 | 268.9759 | 267.5579 | 265.609 | 265.0559 | 265.0129 | 265.9595 | 266.4579 | 267.5773 | 269.1399 | 292.6976 | 292.6927
250 |  | Subcooling, F | 0 | 0 | 0 | 0 | 0 | 0 | 0 | 0 | 0 | 0 | 0 | 0 | 0 | 0 | 0 | 0 | 0 | 0 | 0 | 0 | 0 | 0 | 0 | 0 | 0 | 0 | 0 | 0 | 0 | 0 | 0 | 0 | 0 | 0 | 0 | 0 | 0 | 0 | 0 | 0 | 0 | 0 | 0 | 0 | 0 | 0 | 0 | 0 | 0 | 0 | 0 | 0 | 0 | 0 | 0 | 0 | 0 | 0 | 0 | 0 | 0 | 0 | 0 | 0 | 0 | 0 | 0 | 0 | 0 | 0 | 0 | 0 | 0 | 0 | 0 | 0 | 0 | 0 | 0 | 0 | 0 | 0 | 0 | 0 | 0 | 0 | 0 | 0 | 0 | 0 | 0 | 0 | 0 | 0 | 0 | 0 | 0 | -0.00018 | 0 | 0 | 0 | 0 | 0 | 0 | -0.00018 | 0 | 0 | 0 | 0 | 0 | 0 | 0 | 0 | 0 | 0 | 0 | 0 | 0 | 0 | 0 | 0 | 0 | 0 | 0 | 0 | 0 | 0 | 0 | -0.00018 | 0 | 0 | 0 | 0 | 0 | 0 | 0 | 0 | 0 | 0 | 0 | 0 | 0 | 0 | 0 | 0 | 0 | 0 | 0 | 0 | 0 | 0 | 0 | 0 | -0.00018 | 0 | 0 | 0 | -0.00018 | 0 | 0 | 0 | 0 | 0 | 0 | 0 | 0 | 0 | 0 | 0 | 0 | 0 | 0 | 0 | 0
251 |  | Enthalpy, Btu/lb | 302.5059 | 291.8702 | 302.2229 | 302.346 | 302.3529 | 302.5131 | 302.2745 | 302.2574 | 297.0044 | 298.2761 | 300.0283 | 301.0652 | 302.2773 | 302.2568 | 301.9406 | 298.5295 | 253.5029 | 196.2452 | 196.2452 | 196.2452 | 253.2955 | 253.5722 | 254.3576 | 252.1249 | 293.3217 | 293.3944 | 292.6845 | 291.843 | 292.7669 | 290.2934 | 291.8316 | 289.9359 | 291.6141 | 289.1494 | 291.065 | 289.831 | 286.7837 | 275.0744 | 276.4918 | 275.8881 | 275.5802 | 275.189 | 275.0567 | 274.6442 | 273.5643 | 263.1239 | 264.1551 | 262.6806 | 262.3641 | 262.6172 | 262.5637 | 262.3542 | 261.7159 | 255.7624 | 255.8273 | 256.2554 | 256.0125 | 257.6914 | 258.117 | 258.6571 | 259.8606 | 264.4279 | 263.9934 | 261.7309 | 259.5077 | 259.9265 | 259.4154 | 260.4735 | 259.305 | 260.506 | 258.9403 | 260.4803 | 259.8716 | 258.0029 | 250.4766 | 250.2695 | 249.355 | 247.3267 | 247.6668 | 247.9672 | 247.9837 | 247.7045 | 237.5599 | 237.7352 | 239.0073 | 237.2172 | 237.1507 | 237.4376 | 237.854 | 237.9372 | 236.4997 | 234.5062 | 233.9562 | 233.9087 | 234.8636 | 235.3733 | 236.5145 | 238.1083 | 293.3309 | 293.3954 | 292.6847 | 291.8396 | 292.7624 | 290.2909 | 291.8286 | 289.9327 | 291.6102 | 289.1478 | 291.0632 | 289.8299 | 286.7824 | 275.0691 | 276.4881 | 275.8861 | 275.5771 | 275.1857 | 275.0514 | 274.6431 | 273.5647 | 263.1188 | 264.1507 | 262.6774 | 262.3586 | 262.6125 | 262.5671 | 262.3543 | 261.7175 | 255.7606 | 255.826 | 256.2536 | 256.0113 | 257.6939 | 258.1152 | 258.6596 | 259.8645 | 264.4223 | 263.9965 | 261.7244 | 259.5047 | 259.9116 | 259.4123 | 260.4698 | 259.3016 | 260.5021 | 258.9376 | 260.4784 | 259.8737 | 258.0018 | 250.471 | 250.2638 | 249.3463 | 247.3213 | 247.6609 | 247.9652 | 247.9822 | 247.7128 | 237.5568 | 237.7311 | 239.0005 | 237.2172 | 237.1558 | 237.4437 | 237.8583 | 237.94 | 236.4926 | 234.5046 | 233.9406 | 233.8967 | 234.8621 | 235.3704 | 236.5125 | 238.1074 | 262.239 | 262.234
252 | LPEV Blowdown | Flow, lb/h | 0 | 0 | 0 | 0 | 0 | 0 | 0 | 0 | 0 | 0 | 0 | 0 | 0 | 0 | 0 | 0 | 0 | 0 | 0 | 0 | 0 | 0 | 0 | 0 | 0 | 0 | 0 | 0 | 0 | 0 | 0 | 0 | 0 | 0 | 0 | 0 | 0 | 0 | 0 | 0 | 0 | 0 | 0 | 0 | 0 | 0 | 0 | 0 | 0 | 0 | 0 | 0 | 0 | 0 | 0 | 0 | 0 | 0 | 0 | 0 | 0 | 0 | 0 | 0 | 0 | 0 | 0 | 0 | 0 | 0 | 0 | 0 | 0 | 0 | 0 | 0 | 0 | 0 | 0 | 0 | 0 | 0 | 0 | 0 | 0 | 0 | 0 | 0 | 0 | 0 | 0 | 0 | 0 | 0 | 0 | 0 | 0 | 0 | 0 | 0 | 0 | 0 | 0 | 0 | 0 | 0 | 0 | 0 | 0 | 0 | 0 | 0 | 0 | 0 | 0 | 0 | 0 | 0 | 0 | 0 | 0 | 0 | 0 | 0 | 0 | 0 | 0 | 0 | 0 | 0 | 0 | 0 | 0 | 0 | 0 | 0 | 0 | 0 | 0 | 0 | 0 | 0 | 0 | 0 | 0 | 0 | 0 | 0 | 0 | 0 | 0 | 0 | 0 | 0 | 0 | 0 | 0 | 0 | 0 | 0 | 0 | 0 | 0 | 0 | 0 | 0 | 0 | 0 | 0 | 0 | 0 | 0 | 0 | 0
253
254 | Boiler Feed Pumps Flow Detail:
255 | IP FW to IPEC1_1 | Flow, lb/h | 101819.1767 | 160505.6879 | 119480.2818 | 118925.034 | 113287.0774 | 110484.8851 | 103355.8705 | 101689.4919 | 133565.2128 | 131211.6792 | 120970.1494 | 115236.3181 | 103335.0765 | 101698.3016 | 98998.6508 | 89575.1512 | 143586.0244 | 138932.5297 | 133547.5934 | 130655.0821 | 127317.7217 | 125440.1489 | 121335.7114 | 105272.4916 | 181193.9893 | 178215.8415 | 172942.3358 | 166857.6254 | 168665.0382 | 158944.3906 | 161985.9521 | 157127.6918 | 160575.6892 | 153418.8963 | 157633.7325 | 151881.4088 | 147123.8646 | 146133.1329 | 146437.3446 | 142719.5806 | 138302.1217 | 130505.9525 | 128754.0962 | 125031.4909 | 117595.2486 | 100892.0969 | 101524.4096 | 99240.0836 | 96359.5566 | 91298.3562 | 90129.0499 | 87753.0556 | 83156.2285 | 77589.17 | 76997.5643 | 76533.9054 | 76367.8627 | 75980.5781 | 75812.3371 | 75889.6083 | 75792.5748 | 176172.1547 | 174021.2438 | 168466.3839 | 162285.4812 | 165791.8923 | 152585.3101 | 158083.8992 | 150462.4156 | 156367.361 | 145937.5739 | 152681.2642 | 145497.5661 | 136327.7218 | 129502.0459 | 129321.1697 | 126091.5096 | 122637.2423 | 116188.7159 | 114700.2769 | 111611.9685 | 105597.4179 | 95136.1223 | 95146.0431 | 92792.1921 | 90563.8988 | 86551.1296 | 85593.4143 | 83593.7759 | 79825.6142 | 75766.1299 | 75318.7966 | 74940.3931 | 74710.1589 | 74426.7491 | 74317.4536 | 74282.7863 | 74238.5157 | 193617.2243 | 190699.0776 | 185605.0989 | 180084.3666 | 181856.8581 | 171980.9697 | 175406.0301 | 170074.5075 | 173913.7815 | 165802.3686 | 170749.9162 | 163936.7008 | 158658.5125 | 157761.6713 | 158133.2651 | 154098.3527 | 149401.127 | 141297.492 | 139478.333 | 135437.7855 | 127510.4235 | 109772.0154 | 110480.2025 | 107858.9658 | 104827.2456 | 99665.4086 | 98466.1811 | 95895.2627 | 90938.9848 | 85584.8428 | 85042.0554 | 84597.9206 | 84353.5512 | 84137.8331 | 83960.2109 | 84130.452 | 84108.7056 | 191606.0777 | 189252.8616 | 183373.2341 | 176828.4361 | 180483.8181 | 166337.8543 | 172162.7983 | 164006.464 | 170305.9401 | 159048.8368 | 166298.5679 | 158444.0643 | 148883.0226 | 142487.2749 | 141989.0915 | 138385.6153 | 134412.1325 | 127575.1071 | 126022.9369 | 122655.0997 | 116174.0331 | 105099.9489 | 104985.8992 | 102607.2065 | 100050.336 | 95803.5944 | 94830.7995 | 92682.2695 | 88608.3088 | 85265.7102 | 84733.1611 | 84272.4387 | 83998.4656 | 83759.8106 | 83560.2039 | 83729.0164 | 83668.2217 | 83438.6938 | 83435.9953
256 | IP FW to HRH Terminal Point Desuperheater | Flow, lb/h | 0 | 0 | 0 | 0 | 0 | 0 | 0 | 0 | 0 | 0 | 0 | 0 | 0 | 0 | 0 | 0 | 0 | 0 | 0 | 0 | 0 | 0 | 0 | 0 | 0 | 0 | 0 | 0 | 0 | 0 | 0 | 0 | 0 | 0 | 0 | 0 | 0 | 0 | 0 | 0 | 0 | 0 | 0 | 0 | 0 | 0 | 0 | 0 | 0 | 0 | 0 | 0 | 0 | 0 | 0 | 0 | 0 | 0 | 0 | 0 | 0 | 0 | 0 | 0 | 0 | 0 | 0 | 0 | 0 | 0 | 0 | 0 | 0 | 0 | 0 | 0 | 0 | 0 | 0 | 0 | 0 | 0 | 0 | 0 | 0 | 0 | 0 | 0 | 0 | 0 | 0 | 0 | 0 | 0 | 0 | 0 | 0 | 0 | 0 | 0 | 0 | 0 | 0 | 0 | 0 | 0 | 0 | 0 | 0 | 0 | 0 | 0 | 0 | 0 | 0 | 0 | 0 | 0 | 0 | 0 | 0 | 0 | 0 | 0 | 0 | 0 | 0 | 0 | 0 | 0 | 0 | 0 | 0 | 0 | 0 | 0 | 0 | 0 | 0 | 0 | 0 | 0 | 0 | 0 | 0 | 0 | 0 | 0 | 0 | 0 | 0 | 0 | 0 | 0 | 0 | 0 | 0 | 0 | 0 | 0 | 0 | 0 | 0 | 0 | 0 | 0 | 0 | 0 | 0 | 0 | 0 | 0 | 74305.4137 | 22263.0593
257 | IP FW to HRSG RH Desuperheater | Flow, lb/h | 959.7423 | 0 | 0 | 0 | 0 | 0 | 0 | 1639.0138 | 0 | 0 | 0 | 0 | 0 | 1633.6867 | 7093.8815 | 12417.4492 | 5298.3387 | 9796.3077 | 14040.2794 | 18645.5828 | 22814.8468 | 24089.1788 | 26635.2158 | 31816.4262 | 0 | 0 | 0 | 0 | 0 | 0 | 0 | 0 | 0 | 2749.5588 | 373.2729 | 6330.7759 | 5028.299 | 1283.2274 | 1193.8909 | 1970.8943 | 3047.3974 | 4576.7331 | 4929.5385 | 6813.8987 | 9290.4019 | 7069.1866 | 6905.8583 | 6873.2284 | 7105.1888 | 7600.7436 | 7586.4973 | 8763.3847 | 10571.4325 | 460.6279 | 0 | 0 | 0 | 0 | 242.9248 | 0 | 18.5332 | 0 | 0 | 0 | 213.719 | 699.193 | 6089.8717 | 5744.36 | 7565.1501 | 6859.5027 | 10783.46 | 9027.5402 | 14310.2603 | 12337.3208 | 6884.1651 | 7033.6153 | 7633.5918 | 8475.6415 | 9582.2404 | 9840.8402 | 11514.5761 | 13590.7476 | 9874.3646 | 9828.4035 | 9778.1725 | 9900.4127 | 10203.2831 | 10154.8458 | 11264.8098 | 12941.2997 | 2410.6497 | 1017.8727 | 987.9444 | 934.5078 | 839.7791 | 2189.6505 | 756.0181 | 2007.7838 | 0 | 0 | 0 | 0 | 0 | 0 | 0 | 0 | 0 | 0 | 0 | 0 | 0 | 0 | 0 | 0 | 0 | 0 | 0 | 0 | 0 | 0 | 0 | 0 | 0 | 0 | 0 | 0 | 0 | 0 | 0 | 0 | 0 | 0 | 0 | 0 | 0 | 0 | 0 | 0 | 0 | 0 | 0 | 0 | 0 | 0 | 0 | 0 | 0 | 0 | 0 | 0 | 0 | 0 | 0 | 0 | 0 | 0 | 0 | 0 | 0 | 0 | 0 | 0 | 0 | 0 | 0 | 0 | 0 | 0 | 0 | 0 | 0 | 0 | 0 | 0
258 | HP FW to HPEC1 | Flow, lb/h | 1068410.9067 | 696171.802 | 1089281.1161 | 1087781.0896 | 1083011.9579 | 1079026.1733 | 1072608.5998 | 1071206.9878 | 955569.234 | 980488.7211 | 1022025.9617 | 1041302.4921 | 1072688.7599 | 1071218.0991 | 1060148.8562 | 990176.1936 | 1005831.2316 | 1007477.2924 | 990437.3093 | 983479.2501 | 963813.8239 | 958834.371 | 947521.473 | 889582.3559 | 710854.2831 | 720263.1792 | 712470.5021 | 705465.9341 | 716213.4253 | 683647.8509 | 703018.2719 | 678636.4133 | 699179.9503 | 665270.7014 | 689762.1651 | 666158.2568 | 632047.4171 | 550661.2198 | 560128.4502 | 553924.8488 | 546340.6674 | 530376.4969 | 526816.5929 | 518246.9973 | 500863.9129 | 432924.7782 | 440188.0016 | 436093.723 | 431307.0513 | 421459.4173 | 419079.534 | 413389.8305 | 402226.0622 | 381055.8475 | 380245.1983 | 381058.4666 | 382562.6995 | 385128.3797 | 386842.1401 | 387140.9549 | 391464.8406 | 718577.594 | 723787.289 | 711574.2958 | 698844.3094 | 708428.5261 | 673327.3515 | 689628.6707 | 667644.156 | 685349.3095 | 654906.3123 | 675573.3434 | 654285.9045 | 625627.8594 | 552677.6045 | 561692.6048 | 555689.0862 | 548238.2405 | 532622.9651 | 529093.2203 | 520508.0689 | 503181.9697 | 435710.7004 | 443081.2272 | 438948.6146 | 434045.671 | 423980.5728 | 421545.2918 | 415708.2841 | 404224.7482 | 382905.8802 | 382676.9079 | 383511.6051 | 385063.696 | 387683.4248 | 388678.4423 | 389750.8422 | 393279.2377 | 674354.5124 | 682626.5631 | 673432.3533 | 662312.8715 | 673752.597 | 640594.3138 | 658551.6147 | 635963.5179 | 655046.2354 | 625307.9331 | 646643.5475 | 628414.972 | 596004.7179 | 517850.2443 | 526545.0802 | 521232.2087 | 514801.1429 | 500778.9114 | 497642.8244 | 490702.0671 | 475844.0272 | 410953.9145 | 417620.0638 | 413835.632 | 409504.6826 | 400580.7951 | 398355.2003 | 393698.5308 | 384261.2215 | 359034.8242 | 358075.2041 | 358837.916 | 360282.624 | 362697.2698 | 364381.0296 | 364621.8275 | 368665.3909 | 672030.9794 | 676720.4272 | 665358.1633 | 653605.7338 | 662773.9907 | 633189.9769 | 648125.8752 | 628727.1998 | 644779.7051 | 618665.8318 | 636927.265 | 620037.4433 | 592474.0207 | 521567.7702 | 530052.0468 | 524793.9382 | 518394.1428 | 504444.2936 | 501298.7619 | 494234.2722 | 479229.1663 | 414150.2407 | 421009.5681 | 417079.1019 | 412621.9598 | 403398.067 | 401092.7089 | 396250.7187 | 386454.8317 | 360434.9283 | 359481.3401 | 360266.4333 | 361703.9189 | 364136.0253 | 365836.1347 | 366056.5354 | 370120.5753 | 360387.4672 | 360418.1026
259 | HP FW to HRSG HP Desuperheater | Flow, lb/h | 0 | 5418.0487 | 0 | 0 | 0 | 0 | 0 | 0 | 0 | 0 | 0 | 0 | 0 | 0 | 862.2517 | 20468.9166 | 55169.4333 | 56751.4612 | 62822.4492 | 69158.3943 | 79560.2921 | 81367.7049 | 85021.3408 | 94506.27 | 0 | 0 | 0 | 0 | 0 | 7738.3016 | 3875.4231 | 10012.4782 | 5593.6336 | 15146.4973 | 9216.6229 | 17971.4519 | 20710.3811 | 23590.7335 | 23198.933 | 24283.9204 | 25669.2226 | 27640.9002 | 28069.0744 | 30287.4469 | 33176.847 | 31801.4815 | 31662.7251 | 31597.7319 | 31777.9414 | 32120.0586 | 32026.6363 | 33329.572 | 35221.518 | 22420.4034 | 20443.2891 | 20396.828 | 20266.0796 | 20009.464 | 21918.0612 | 19757.6104 | 21366.2657 | 7116.0295 | 10998.3686 | 15573.8461 | 21301.5106 | 21696.2398 | 28352.5 | 27662.9879 | 30101.0864 | 28963.741 | 33881.6769 | 31473.7297 | 37681.0217 | 35456.1333 | 29703.2461 | 29967.1634 | 30661.1836 | 31584.2078 | 32665.0602 | 32910.7154 | 34779.3118 | 36906.389 | 32480.8903 | 32547.7883 | 32413.278 | 32423.7068 | 32484.2872 | 32333.4512 | 33521.8055 | 35174.1045 | 22162.6448 | 20262.8018 | 20208.4199 | 20090.8226 | 19839.9372 | 21625.937 | 19612.8062 | 21105.8246 | 0 | 0 | 0 | 4614.0766 | 3196.9254 | 13662.7568 | 10392.6198 | 15785.6911 | 11990.2432 | 20608.165 | 15329.4926 | 23525.1768 | 25417.1308 | 26649.343 | 26401.6879 | 27427.6663 | 28756.4357 | 30592.9999 | 30994.7927 | 33205.8714 | 36032.453 | 33969.3451 | 33876.4308 | 33775.5163 | 33935.1858 | 34230.4132 | 34118.0382 | 35456.7682 | 37391.8261 | 23729.0375 | 21706.105 | 21663.9456 | 21539.0227 | 21293.7883 | 23232.2986 | 21050.4348 | 22680.7254 | 11362.3433 | 15327.0957 | 19724.0225 | 25275.0013 | 25830.9556 | 32328.0543 | 31820.0612 | 34086.9186 | 33124.6398 | 37884.6285 | 35625.7236 | 41844.7777 | 39220.5489 | 32502.2161 | 32850.1905 | 33532.3533 | 34443.2186 | 35467.0938 | 35704.3757 | 37613.6396 | 39738.8437 | 34715.8504 | 34817.2252 | 34658.3176 | 34646.4206 | 34673.3655 | 34506.5133 | 35741.4161 | 37447.4462 | 23557.5187 | 21524.713 | 21470.6168 | 21351.202 | 21100.6817 | 23013.7313 | 20874.1142 | 22493.3412 | 21752.7329 | 21753.6694
260 | HP FW to HP Terminal Point Desuperheater | Flow, lb/h | 0 | 0 | 0 | 0 | 0 | 0 | 0 | 0 | 0 | 0 | 0 | 0 | 0 | 0 | 0 | 0 | 0 | 0 | 0 | 0 | 0 | 0 | 0 | 0 | 0 | 0 | 0 | 0 | 0 | 0 | 0 | 0 | 0 | 0 | 0 | 0 | 0 | 0 | 0 | 0 | 0 | 0 | 0 | 0 | 0 | 0 | 0 | 0 | 0 | 0 | 0 | 0 | 0 | 0 | 0 | 0 | 0 | 0 | 0 | 0 | 0 | 0 | 0 | 0 | 0 | 0 | 0 | 0 | 0 | 0 | 0 | 0 | 0 | 0 | 0 | 0 | 0 | 0 | 0 | 0 | 0 | 0 | 0 | 0 | 0 | 0 | 0 | 0 | 0 | 0 | 0 | 0 | 0 | 0 | 0 | 0 | 0 | 0 | 0 | 0 | 0 | 0 | 0 | 0 | 0 | 0 | 0 | 0 | 0 | 0 | 0 | 0 | 0 | 0 | 0 | 0 | 0 | 0 | 0 | 0 | 0 | 0 | 0 | 0 | 0 | 0 | 0 | 0 | 0 | 0 | 0 | 0 | 0 | 0 | 0 | 0 | 0 | 0 | 0 | 0 | 0 | 0 | 0 | 0 | 0 | 0 | 0 | 0 | 0 | 0 | 0 | 0 | 0 | 0 | 0 | 0 | 0 | 0 | 0 | 0 | 0 | 0 | 0 | 0 | 0 | 0 | 0 | 0 | 0 | 0 | 0 | 0 | 72904.1985 | 24295.3333
261 | IP FW to HP-to-CRH Bypass Desuperheater | Flow, lb/h | 0 | 0 | 0 | 0 | 0 | 0 | 0 | 0 | 0 | 0 | 0 | 0 | 0 | 0 | 0 | 0 | 0 | 0 | 0 | 0 | 0 | 0 | 0 | 0 | 0 | 0 | 0 | 0 | 0 | 0 | 0 | 0 | 0 | 0 | 0 | 0 | 0 | 0 | 0 | 0 | 0 | 0 | 0 | 0 | 0 | 0 | 0 | 0 | 0 | 0 | 0 | 0 | 0 | 0 | 0 | 0 | 0 | 0 | 0 | 0 | 0 | 0 | 0 | 0 | 0 | 0 | 0 | 0 | 0 | 0 | 0 | 0 | 0 | 0 | 0 | 0 | 0 | 0 | 0 | 0 | 0 | 0 | 0 | 0 | 0 | 0 | 0 | 0 | 0 | 0 | 0 | 0 | 0 | 0 | 0 | 0 | 0 | 0 | 128359.0892 | 130948.5 | 131914.9456 | 131391.9205 | 133428.4643 | 128735.9213 | 131712.9579 | 128208.2135 | 131313.9826 | 127067.6379 | 130283.9644 | 128369.01 | 122176.5992 | 106208.143 | 107966.6661 | 107102.127 | 106116.0779 | 103771.5921 | 103241.2653 | 102329.9 | 99965.7313 | 86249.3783 | 87581.9415 | 86725.5772 | 85910.7215 | 84294.4232 | 83843.3041 | 83214.9597 | 81765.8865 | 73541.0589 | 72921.1988 | 73100.4877 | 73360.8415 | 73927.3753 | 74715.7939 | 74344.7477 | 75619.7702 | 132251.9357 | 134017.7605 | 132262.8882 | 130681.9873 | 132770.8337 | 127881.4618 | 131021.7552 | 127305.3405 | 130597.9382 | 125959.7612 | 129474.9026 | 127177.4017 | 120697.6843 | 104092.3914 | 105853.6923 | 104845.2618 | 103550.7152 | 100993.6066 | 100439.3111 | 99411.2771 | 96819.1679 | 82231.1328 | 83594.887 | 82896.5414 | 81897.1587 | 80113.3177 | 79656.1668 | 78990.0439 | 77436.1832 | 69687.6735 | 68994.6137 | 69099.6314 | 69346.5008 | 69820.7632 | 70541.506 | 70245.858 | 71432.2201 | 1940.9747 | 50300.3871
262 | LP Pinch | Temperature, F | 9.2749 | 11.0912 | 9.9225 | 9.968 | 9.7045 | 9.5929 | 9.3139 | 9.2536 | 10.7156 | 10.5446 | 10.0885 | 9.821 | 9.3118 | 9.2533 | 9.1732 | 8.8427 | 10.5651 | 13.9729 | 13.8073 | 13.725 | 10.2398 | 10.1939 | 10.1254 | 9.9972 | 11.7752 | 11.7518 | 11.5088 | 11.2433 | 11.3231 | 10.9786 | 11.0914 | 10.9237 | 11.0549 | 10.832 | 10.9805 | 10.8319 | 10.7033 | 10.2535 | 10.2474 | 10.2638 | 10.2607 | 10.2384 | 10.2364 | 10.2181 | 10.2164 | 10.0566 | 10.0913 | 10.1722 | 10.1894 | 10.1614 | 10.1646 | 10.1513 | 10.1515 | 10.1518 | 10.1952 | 10.2053 | 10.2816 | 10.2926 | 10.2688 | 10.3288 | 10.3628 | 12.5118 | 12.5141 | 12.5291 | 12.5185 | 12.5505 | 12.3491 | 12.3997 | 12.3183 | 12.373 | 12.253 | 12.3241 | 12.2063 | 12.2303 | 11.8597 | 11.9842 | 12.0235 | 12.139 | 12.0658 | 12.0361 | 11.9875 | 11.9315 | 11.6305 | 11.7337 | 11.6503 | 11.7634 | 11.7529 | 11.7342 | 11.6822 | 11.6352 | 11.3099 | 11.4674 | 11.5425 | 11.6122 | 11.68 | 11.6681 | 11.6811 | 11.7225 | 12.4403 | 12.4283 | 12.2033 | 12.0019 | 12.0625 | 11.7396 | 11.8683 | 11.6813 | 11.8267 | 11.551 | 11.7387 | 11.5144 | 11.3816 | 10.8718 | 10.8718 | 10.8742 | 10.8544 | 10.802 | 10.7941 | 10.746 | 10.705 | 10.5203 | 10.5619 | 10.6427 | 10.6538 | 10.604 | 10.6027 | 10.5701 | 10.5349 | 10.6502 | 10.6974 | 10.7082 | 10.7863 | 10.7966 | 10.7698 | 10.8333 | 10.8698 | 13.3106 | 13.318 | 13.3258 | 13.3096 | 13.3483 | 13.0597 | 13.1247 | 13.0081 | 13.0833 | 12.8999 | 13.0068 | 12.8156 | 12.8385 | 12.4749 | 12.6058 | 12.6353 | 12.7388 | 12.6367 | 12.5998 | 12.5208 | 12.4209 | 12.1135 | 12.2267 | 12.1338 | 12.2432 | 12.217 | 12.1957 | 12.1198 | 12.0334 | 11.844 | 12.0271 | 12.1063 | 12.1811 | 12.2521 | 12.2179 | 12.2535 | 12.276 | 10.3921 | 10.3918
263 | LP Approach | Temperature, F | 25.1336 | 2.9027 | 35.0883 | 34.7591 | 31.2847 | 28.5997 | 25.983 | 25.5663 | 26.2064 | 26.9604 | 27.2032 | 26.1194 | 25.9884 | 25.5674 | 24.4231 | 23.3393 | 40.2719 | 57.4205 | 58.7054 | 55.7404 | 36.1496 | 33.2226 | 27.6653 | 24.5887 | 7.7699 | 9.0319 | 7.2943 | 5.67 | 5.7854 | 3.6947 | 3.6364 | 3.3318 | 3.2045 | 2.6311 | 2.3027 | 1.0235 | 0.66762 | 10.7541 | 9.5292 | 9.7934 | 8.6506 | 4.9358 | 4.2127 | 3.0478 | 0.88092 | 7.979 | 7.8611 | 11.1645 | 10.2994 | 5.2623 | 4.3468 | 2.9151 | 0.51156 | 6.9975 | 6.1691 | 5.1665 | 6.6938 | 2.0668 | 1.6085 | 0 | 0 | 4.0091 | 5.2591 | 7.5605 | 9.5465 | 9.8627 | 6.0032 | 6.0007 | 5.3568 | 5.2846 | 4.0977 | 3.8189 | 1.7109 | 1.201 | 4.4795 | 6.7982 | 7.7944 | 10.8236 | 7.2632 | 5.9575 | 4.2277 | 1.2656 | 9.3998 | 11.0254 | 7.3651 | 10.3684 | 8.1326 | 6.867 | 4.4172 | 1.1524 | 0 | 3.994 | 5.6502 | 6.2086 | 4.5101 | 3.6567 | 0.91692 | 0 | 65.1515 | 64.5817 | 63.4266 | 62.1403 | 61.7737 | 60.4834 | 60.2494 | 60.0593 | 59.9051 | 59.1219 | 59.2085 | 57.6506 | 58.3418 | 61.2452 | 60.9032 | 61.2 | 61.3066 | 61.4522 | 61.4903 | 61.1446 | 60.9941 | 67.6001 | 67.4802 | 68.4059 | 68.7681 | 68.8621 | 68.9661 | 68.6216 | 68.2402 | 77.6988 | 78.6082 | 78.5543 | 78.7457 | 77.9591 | 77.009 | 77.4401 | 75.9854 | 68.6801 | 68.1748 | 68.3338 | 68.1289 | 67.4406 | 66.7229 | 65.9097 | 66.3759 | 65.5974 | 65.6215 | 65.0158 | 63.7452 | 65.7245 | 70.8462 | 71.2247 | 71.755 | 72.5985 | 72.5337 | 72.4025 | 71.8657 | 71.3651 | 78.2051 | 78.521 | 78.4426 | 79.472 | 79.7501 | 79.7459 | 79.1042 | 78.363 | 86.6709 | 88.6768 | 89.1371 | 89.2458 | 88.8028 | 87.7149 | 87.9471 | 86.1959 | 66.528 | 72.7776
264
265 | Condensate to LPEV (after LPFWCV) | Flow, lb/h | 1185955.0433 | 921588.476 | 1215173.8126 | 1213923.7905 | 1206460.9605 | 1202262.4738 | 1189924.1609 | 1188481.2783 | 1115649.0414 | 1135670.8231 | 1162460.9781 | 1174855.6412 | 1189962.2568 | 1188501.1199 | 1181713.6987 | 1126201.6085 | 1212180.9027 | 1210190.3914 | 1195741.7238 | 1198950.5106 | 1197461.5954 | 1197033.8101 | 1194196.4585 | 1137412.9173 | 953905.7126 | 958768.4968 | 945351.5935 | 931422.7764 | 944492.0545 | 908194.589 | 927920.3337 | 903280.2166 | 924259.9517 | 893311.7868 | 915579.6399 | 899842.8544 | 860669.9413 | 764824.2826 | 775494.8676 | 767014.2419 | 758012.8133 | 739808.524 | 735623.1327 | 727631.0076 | 708553.3695 | 613172.7985 | 621325.7994 | 612728.9811 | 605823.7006 | 594264.0523 | 591027.4079 | 585794.8553 | 574185.4442 | 521625.7077 | 518454.3025 | 519359.636 | 519890.9946 | 524328.2157 | 528115.5047 | 527374.1424 | 534334.5826 | 969745.6745 | 975289.4231 | 958724.8452 | 942467.4157 | 956368.4545 | 921159.1033 | 942584.0844 | 916618.5471 | 939237.2 | 906262.0152 | 930859.2744 | 913724.0516 | 870925.6777 | 774025.8735 | 782274.7491 | 773318.48 | 761607.4798 | 743255.4895 | 739407.4851 | 731706.5557 | 713137.3393 | 618560.9094 | 625650.3201 | 620921.4272 | 611968.9677 | 598865.4826 | 595817.5717 | 591072.9642 | 579845.3853 | 531846.126 | 525709.748 | 525386.1708 | 526391.3473 | 529361.3997 | 533748.6199 | 532834.0006 | 540626.4396 | 996331.064 | 1004274.0613 | 990955.5724 | 978402.9701 | 992236.5474 | 954973.9854 | 976063.2463 | 950031.8348 | 972263.9729 | 938786.3983 | 963006.6668 | 944245.2248 | 902257.9763 | 808469.0206 | 819046.985 | 809860.315 | 799074.4105 | 776440.8367 | 771357.3343 | 761675.5763 | 739352.8016 | 640944.5581 | 649558.5989 | 642195.6913 | 634177.6927 | 618770.9924 | 614782.5888 | 608265.4897 | 594357.9428 | 541889.7159 | 537744.6428 | 538200.2064 | 539536.1823 | 542056.3061 | 546289.2379 | 544147.5335 | 551074.3223 | 1007251.8916 | 1015317.9068 | 1000718.443 | 986391.2062 | 1001858.9393 | 959737.5615 | 983130.8312 | 954125.5578 | 978808.5328 | 941558.6695 | 968326.6019 | 947504.0124 | 901275.4193 | 800649.8351 | 810745.2512 | 801556.994 | 790800.0582 | 768480.0614 | 763465.4491 | 753914.2489 | 731961.2427 | 636197.1728 | 644407.6351 | 637241.3182 | 629215.7798 | 613988.289 | 610086.0774 | 603664.2974 | 589946.8333 | 538945.8544 | 534733.3198 | 535109.1995 | 536400.0159 | 538817.122 | 542951.4013 | 540905.3334 | 547714.1837 | 614729.6513 | 562467.0629
266 |  | Pressure, psia | 105.3232 | 91.4071 | 104.9332 | 105.1026 | 105.1122 | 105.333 | 105.0041 | 104.9806 | 97.9365 | 99.6077 | 101.9459 | 103.3491 | 105.0081 | 104.9798 | 104.5451 | 99.9433 | 52.5871 | 20 | 20 | 20 | 52.4202 | 52.6429 | 53.2792 | 51.4861 | 93.2183 | 93.3096 | 92.4198 | 91.3735 | 92.5228 | 89.4706 | 91.3594 | 89.036 | 91.0904 | 88.0855 | 90.4143 | 88.9086 | 85.2733 | 72.359 | 73.836 | 73.2041 | 72.8835 | 72.4776 | 72.3408 | 71.9154 | 70.8109 | 60.7991 | 61.7356 | 60.4 | 60.1163 | 60.343 | 60.2951 | 60.1074 | 59.5384 | 54.4323 | 54.4861 | 54.8416 | 54.6396 | 56.0476 | 56.4089 | 56.8702 | 57.9086 | 61.9852 | 61.588 | 59.5518 | 57.6026 | 57.9659 | 57.5227 | 58.4431 | 57.4274 | 58.4716 | 57.1133 | 58.4491 | 57.9182 | 56.3119 | 50.1931 | 50.0325 | 49.3279 | 47.7934 | 48.048 | 48.2738 | 48.2863 | 48.0763 | 40.9236 | 41.0396 | 41.889 | 40.6977 | 40.6539 | 40.8428 | 41.1183 | 41.1735 | 40.2278 | 38.9449 | 38.5967 | 38.5668 | 39.1725 | 39.4989 | 40.2374 | 41.2873 | 93.2277 | 93.3093 | 92.4199 | 91.3669 | 92.5147 | 89.4652 | 91.3532 | 89.0297 | 91.0832 | 88.081 | 90.4097 | 88.9049 | 85.2698 | 72.3533 | 73.8314 | 73.1998 | 72.8783 | 72.4727 | 72.3338 | 71.9129 | 70.8096 | 60.7932 | 61.7303 | 60.3953 | 60.1104 | 60.3378 | 60.297 | 60.1054 | 59.5381 | 54.4296 | 54.4832 | 54.8385 | 54.6374 | 56.048 | 56.4061 | 56.8708 | 57.9105 | 61.9787 | 61.5896 | 59.5442 | 57.5998 | 57.9509 | 57.5182 | 58.4378 | 57.4226 | 58.4661 | 57.1091 | 58.4454 | 57.918 | 56.3095 | 50.1871 | 50.0267 | 49.32 | 47.7884 | 48.0427 | 48.2706 | 48.284 | 48.0806 | 40.9204 | 41.0355 | 41.8831 | 40.6965 | 40.6561 | 40.8457 | 41.1201 | 41.1745 | 40.2223 | 38.9435 | 38.5896 | 38.5622 | 39.1714 | 39.5002 | 40.2361 | 41.2863 | 60.0024 | 59.9987
267 |  | LPFWCV dP, psi | 304.048 | 331.9256 | 294.4681 | 294.2967 | 294.3995 | 297.8925 | 303.0968 | 304.0445 | 307.2834 | 303.9037 | 300.6631 | 301.6748 | 303.0906 | 304.0442 | 306.5925 | 316.8468 | 358.6605 | 409.0321 | 409.608 | 408.6859 | 354.6935 | 351.8254 | 345.3528 | 356.5854 | 321.6246 | 320.3959 | 324.2488 | 328.1993 | 326.3412 | 333.8962 | 331.0304 | 335.0924 | 332.0203 | 337.605 | 334.2218 | 338.3502 | 343.7614 | 354.1925 | 352.8494 | 353.7515 | 355.2763 | 358.7751 | 359.5207 | 361.1273 | 364.3499 | 374.2915 | 372.9877 | 373.3715 | 374.2941 | 376.4674 | 376.9894 | 378.0455 | 380.0846 | 383.5037 | 383.7009 | 383.6428 | 383.2583 | 383.3188 | 383.1113 | 383.2905 | 382.9816 | 352.9703 | 351.9976 | 353.0129 | 355.5869 | 354.5238 | 360.636 | 358.5292 | 361.8614 | 359.6055 | 364.454 | 361.8913 | 366.1033 | 369.7796 | 377.5351 | 375.4545 | 376.1045 | 376.1385 | 379.459 | 380.1891 | 381.9125 | 385.0238 | 391.7289 | 390.2738 | 391.5714 | 391.575 | 393.3928 | 393.9462 | 394.9984 | 396.9945 | 399.3481 | 398.7703 | 398.5466 | 398.2718 | 398.1385 | 398.0868 | 398.3606 | 398.3951 | 341.8926 | 342.644 | 344.509 | 346.5679 | 345.0651 | 349.916 | 347.5732 | 350.6415 | 348.1293 | 352.2022 | 349.4298 | 352.0224 | 356.5007 | 366.2757 | 365.5981 | 367.2704 | 368.6174 | 370.3778 | 370.7941 | 371.7239 | 373.7991 | 382.7415 | 381.6629 | 383.6041 | 384.664 | 385.348 | 385.5843 | 386.114 | 387.2926 | 391.4672 | 391.5003 | 391.2538 | 391.9468 | 391.0258 | 390.6877 | 390.5012 | 389.7202 | 373.3237 | 373.0215 | 375.8006 | 379.422 | 378.6072 | 381.7596 | 380.2371 | 382.282 | 380.6303 | 383.4709 | 381.5435 | 383.5447 | 386.1937 | 391.9261 | 391.0414 | 391.9069 | 394.1052 | 395.6317 | 395.7102 | 396.2876 | 397.5345 | 404.9926 | 403.9577 | 403.3736 | 404.8063 | 405.7645 | 405.7891 | 405.8748 | 406.4398 | 406.8261 | 408.2543 | 408.75 | 408.7252 | 408.5049 | 408.2118 | 407.7625 | 406.9939 | 384.2988 | 385.7381
268 |  | Enthalpy, Btu/lb | 276.4754 | 288.8626 | 265.9513 | 266.4109 | 269.9898 | 272.9113 | 275.3704 | 275.7831 | 269.9204 | 270.4044 | 271.8896 | 274.0322 | 275.3678 | 275.7814 | 276.6476 | 274.3834 | 212.4979 | 138.5205 | 137.234 | 140.2033 | 216.4712 | 219.7147 | 226.1378 | 227.0477 | 285.275 | 284.0428 | 285.1313 | 285.9719 | 286.7744 | 286.4683 | 288.0646 | 286.4867 | 288.2945 | 286.4261 | 288.6795 | 288.7709 | 286.093 | 264.0114 | 266.6825 | 265.8093 | 266.6768 | 270.1065 | 270.7183 | 271.5055 | 272.657 | 254.9422 | 256.0915 | 251.2397 | 251.8093 | 257.2197 | 258.1046 | 259.3636 | 261.1909 | 248.6015 | 249.5132 | 250.9661 | 249.1615 | 255.5737 | 256.4683 | 259.0788 | 262.551 | 260.3127 | 258.5971 | 253.981 | 249.7314 | 249.8256 | 253.2645 | 254.3234 | 253.816 | 255.0892 | 254.7412 | 256.565 | 258.1174 | 256.772 | 245.8975 | 243.3228 | 241.3935 | 236.2819 | 240.2509 | 241.8827 | 243.6649 | 246.4112 | 227.9902 | 226.5122 | 231.5045 | 226.6635 | 228.8705 | 230.4445 | 233.3538 | 236.7625 | 237.2462 | 230.4402 | 228.2061 | 227.5911 | 230.2723 | 231.6498 | 235.5802 | 240.2313 | 226.4895 | 227.1329 | 227.6089 | 228.0899 | 229.3681 | 228.2546 | 230.0019 | 228.3341 | 230.1377 | 228.5162 | 230.3093 | 230.6827 | 226.9858 | 212.5249 | 214.2653 | 213.3738 | 212.9624 | 212.4305 | 212.2599 | 212.2089 | 211.3004 | 194.3468 | 195.4827 | 193.0987 | 192.4177 | 192.5756 | 192.4225 | 192.5625 | 192.3217 | 176.9346 | 176.0826 | 176.5573 | 176.127 | 178.5713 | 179.9385 | 180.0427 | 182.6914 | 194.5381 | 194.6262 | 192.2346 | 190.2594 | 191.3514 | 191.5845 | 193.4457 | 191.8259 | 193.7928 | 192.2287 | 194.3565 | 195.0439 | 191.2043 | 178.6284 | 178.0434 | 176.6066 | 173.7648 | 174.1645 | 174.5947 | 175.1529 | 175.3894 | 158.5164 | 158.3691 | 159.6989 | 156.9094 | 156.5671 | 156.8544 | 157.9075 | 158.7344 | 148.9796 | 145.0118 | 144.0043 | 143.8526 | 145.2377 | 146.8325 | 147.7193 | 151.0459 | 194.5626 | 188.2536
269 |  | % Steam in Feedwater | 0 | 0 | 0 | 0 | 0 | 0 | 0 | 0 | 0 | 0 | 0 | 0 | 0 | 0 | 0 | 0 | 0 | 0 | 0 | 0 | 0 | 0 | 0 | 0 | 0 | 0 | 0 | 0 | 0 | 0 | 0 | 0 | 0 | 0 | 0 | 0 | 0 | 0 | 0 | 0 | 0 | 0 | 0 | 0 | 0 | 0 | 0 | 0 | 0 | 0 | 0 | 0 | 0 | 0 | 0 | 0 | 0 | 0 | 0 | 0.00045804 | 0.0029317 | 0 | 0 | 0 | 0 | 0 | 0 | 0 | 0 | 0 | 0 | 0 | 0 | 0 | 0 | 0 | 0 | 0 | 0 | 0 | 0 | 0 | 0 | 0 | 0 | 0 | 0 | 0 | 0 | 0 | 0.00079852 | 0 | 0 | 0 | 0 | 0 | 0 | 0.0022758 | 0 | 0 | 0 | 0 | 0 | 0 | 0 | 0 | 0 | 0 | 0 | 0 | 0 | 0 | 0 | 0 | 0 | 0 | 0 | 0 | 0 | 0 | 0 | 0 | 0 | 0 | 0 | 0 | 0 | 0 | 0 | 0 | 0 | 0 | 0 | 0 | 0 | 0 | 0 | 0 | 0 | 0 | 0 | 0 | 0 | 0 | 0 | 0 | 0 | 0 | 0 | 0 | 0 | 0 | 0 | 0 | 0 | 0 | 0 | 0 | 0 | 0 | 0 | 0 | 0 | 0 | 0 | 0 | 0 | 0 | 0 | 0 | 0 | 0 | 0 | 0
270 | Pegging Steam to LP Drum (from IP Drum) | Flow, lb/h | 0 | 0 | 0 | 0 | 0 | 0 | 0 | 0 | 0 | 0 | 0 | 0 | 0 | 0 | 0 | 0 | 0 | 2763.4948 | 5107.3536 | 2987.536 | 0 | 0 | 0 | 0 | 0 | 0 | 0 | 0 | 0 | 0 | 0 | 0 | 0 | 0 | 0 | 0 | 0 | 0 | 0 | 0 | 0 | 0 | 0 | 0 | 0 | 0 | 0 | 0 | 0 | 0 | 0 | 0 | 0 | 0 | 0 | 0 | 0 | 0 | 0 | 0 | 0 | 0 | 0 | 0 | 0 | 0 | 0 | 0 | 0 | 0 | 0 | 0 | 0 | 0 | 0 | 0 | 0 | 0 | 0 | 0 | 0 | 0 | 0 | 0 | 0 | 0 | 0 | 0 | 0 | 0 | 0 | 0 | 0 | 0 | 0 | 0 | 0 | 0 | 0 | 0 | 0 | 0 | 0 | 0 | 0 | 0 | 0 | 0 | 0 | 0 | 0 | 0 | 0 | 0 | 0 | 0 | 0 | 0 | 0 | 0 | 0 | 0 | 0 | 0 | 0 | 0 | 0 | 0 | 0 | 0 | 0 | 0 | 0 | 0 | 0 | 0 | 0 | 0 | 0 | 0 | 0 | 0 | 0 | 0 | 0 | 0 | 0 | 0 | 0 | 0 | 0 | 0 | 0 | 0 | 0 | 0 | 0 | 0 | 0 | 0 | 0 | 0 | 0 | 0 | 0 | 0 | 0 | 0 | 0 | 0 | 0 | 0 | 0 | 0
271 |  | Enthalpy, Btu/lb | 1202.8967 | 1205.1331 | 1202.7462 | 1202.7398 | 1202.8047 | 1202.8374 | 1202.9169 | 1202.9225 | 1203.9509 | 1203.7226 | 1203.3765 | 1203.1985 | 1202.9156 | 1202.9225 | 1202.9951 | 1203.5158 | 1205.0687 | 1205.0575 | 1205.0532 | 1205.054 | 1205.0609 | 1205.0596 | 1205.0575 | 1205.0506 | 1205.1005 | 1205.0742 | 1205.1026 | 1205.1263 | 1205.0979 | 1205.1607 | 1205.1288 | 1205.1662 | 1205.1349 | 1205.1766 | 1205.1491 | 1205.1705 | 1205.1895 | 1205.0777 | 1205.0798 | 1205.0785 | 1205.0768 | 1205.0734 | 1205.0725 | 1205.0704 | 1205.0669 | 1205.0558 | 1205.057 | 1205.0566 | 1205.0558 | 1205.054 | 1205.0536 | 1205.0527 | 1205.0506 | 1205.0489 | 1205.0489 | 1205.0489 | 1205.0493 | 1205.0493 | 1205.0493 | 1205.0493 | 1205.0493 | 1205.085 | 1205.0846 | 1205.082 | 1205.079 | 1205.0803 | 1205.0747 | 1205.0764 | 1205.0738 | 1205.076 | 1205.0717 | 1205.0742 | 1205.0708 | 1205.0678 | 1205.0609 | 1205.0622 | 1205.0613 | 1205.0609 | 1205.0588 | 1205.0583 | 1205.0575 | 1205.0558 | 1205.051 | 1205.0515 | 1205.051 | 1205.051 | 1205.0497 | 1205.0497 | 1205.0493 | 1205.048 | 1205.0472 | 1205.0476 | 1205.0476 | 1205.0476 | 1205.048 | 1205.048 | 1205.048 | 1205.048 | 1205.0674 | 1205.0373 | 1205.0704 | 1205.0979 | 1205.0644 | 1205.1413 | 1205.1009 | 1205.1482 | 1205.1086 | 1205.1624 | 1205.1263 | 1205.1542 | 1205.1895 | 1205.0889 | 1205.0914 | 1205.0897 | 1205.0876 | 1205.0837 | 1205.0828 | 1205.0807 | 1205.076 | 1205.0626 | 1205.0644 | 1205.0635 | 1205.0622 | 1205.0605 | 1205.0596 | 1205.0588 | 1205.0566 | 1205.0545 | 1205.0545 | 1205.0545 | 1205.0549 | 1205.0553 | 1205.0549 | 1205.0553 | 1205.0553 | 1205.0996 | 1205.0996 | 1205.0962 | 1205.0927 | 1205.094 | 1205.0876 | 1205.0897 | 1205.0863 | 1205.0889 | 1205.0837 | 1205.0867 | 1205.0824 | 1205.079 | 1205.0708 | 1205.0721 | 1205.0712 | 1205.0699 | 1205.0678 | 1205.0674 | 1205.0661 | 1205.0639 | 1205.0575 | 1205.0583 | 1205.0579 | 1205.0575 | 1205.0562 | 1205.0562 | 1205.0553 | 1205.054 | 1205.0536 | 1205.054 | 1205.054 | 1205.054 | 1205.0545 | 1205.0545 | 1205.0545 | 1205.0545 | 1205.0545 | 1205.0545
272 | Condensate from LPEC67 | Flow, lb/h | 1337202.1552 | 1063798.9206 | 1493935.0782 | 1493963.6502 | 1492286.6364 | 1435799.1323 | 1358157.2867 | 1342945.1137 | 1404547.7874 | 1431361.7524 | 1445327.0781 | 1407651.0168 | 1358194.589 | 1342963.368 | 1307518.2984 | 1207734.7925 | 1305647.6305 | 957428.7906 | 944056.3326 | 965382.1055 | 1374226.6178 | 1416404.3458 | 1505362.2639 | 1358639.0413 | 1223157.2867 | 1242983.8269 | 1190652.7452 | 1137077.1971 | 1150379.019 | 1063109.2259 | 1082630.9988 | 1047647.8421 | 1068260.9041 | 1015209.9684 | 1037210.3564 | 981581.5976 | 942090.4249 | 996886.6294 | 994004.8325 | 988170.6027 | 961744.7398 | 890364.1158 | 875638.4592 | 846358.5778 | 791204.4304 | 793092.7971 | 802899.0811 | 827788.409 | 811167.4809 | 745486.7193 | 731836.0818 | 706146.5017 | 660439.7432 | 712650.5847 | 705118.6264 | 696094.1022 | 713782.1919 | 668644.253 | 663736.8648 | 642933.6408 | 618397.97 | 1221178.6804 | 1245057.673 | 1262566.7119 | 1251880.0155 | 1263842.9249 | 1163466.5514 | 1185160.5848 | 1142425.7042 | 1164972.1335 | 1098801.1252 | 1122498.3686 | 1049831.214 | 1006714.5805 | 971296.4955 | 1019492.5836 | 1020636.2546 | 1051657.4366 | 976156.8987 | 954977.9538 | 915299.4762 | 844911.7268 | 856139.7026 | 888905.3599 | 835765.5338 | 865557.3291 | 820664.4738 | 801154.6059 | 765038.6515 | 705692.6048 | 661956.7541 | 719205.2241 | 735926.3126 | 744681.2289 | 731064.1634 | 723027.7518 | 692620.4695 | 658531.0587 | 792292.148 | 769576.0331 | 742098.9612 | 712683.6011 | 723199.0247 | 668168.1335 | 682472.2746 | 658890.3508 | 673512.4341 | 638876.5851 | 653446.6834 | 617124.6936 | 587458.2973 | 691673.4687 | 666635.0906 | 632636.1576 | 597282.5976 | 547165.2057 | 536340.9672 | 515900.1305 | 474470.749 | 520063.2992 | 525782.2889 | 500834.3092 | 467051.7293 | 423965.0964 | 414144.447 | 396611.8362 | 362811.002 | 413360.703 | 408921.4184 | 403293.8588 | 376802.9154 | 348478.0508 | 347274.4581 | 330063.4403 | 313236.5562 | 787384.6011 | 805876.1177 | 786233.0729 | 739430.6602 | 752656.1315 | 671447.8739 | 690258.8405 | 657809.0619 | 677163.7683 | 628945.537 | 648574.772 | 598456.904 | 560435.7572 | 574973.8708 | 612272.3858 | 606750.6217 | 583006.5521 | 514359.9446 | 501617.1008 | 476117.286 | 427450.7928 | 412530.609 | 457066.8707 | 444755.8599 | 432950.9692 | 385802.4392 | 373972.3893 | 353192.8165 | 314324.8294 | 350005.6967 | 340938.5527 | 332116.8892 | 335389.8834 | 310178.4864 | 307748.9991 | 287652.5336 | 266441.4452 | 487952.2567 | 421420.6071
273 |  | Pressure, psia | 364.9807 | 394.1961 | 344.1174 | 344.1134 | 344.3488 | 352.1202 | 362.3224 | 364.2562 | 356.2935 | 352.7183 | 350.8299 | 355.8832 | 362.3176 | 364.2539 | 368.6768 | 380.5054 | 368.9071 | 406.1228 | 407.3279 | 405.3983 | 360.2565 | 354.7208 | 342.5079 | 362.2608 | 376.4305 | 374.0506 | 380.2511 | 386.3282 | 384.845 | 394.2677 | 392.2231 | 395.8612 | 393.7316 | 399.1298 | 396.9239 | 402.412 | 406.1282 | 400.9316 | 401.2121 | 401.7775 | 404.2974 | 410.7692 | 412.0435 | 414.5153 | 418.9476 | 418.8007 | 418.0323 | 416.0405 | 417.3771 | 422.3997 | 423.3914 | 425.209 | 428.2854 | 424.7549 | 425.2804 | 425.9029 | 424.6754 | 427.7481 | 428.0702 | 429.4102 | 430.9369 | 376.6659 | 373.7995 | 371.6631 | 372.9705 | 371.5062 | 383.3691 | 380.8867 | 385.7338 | 383.1983 | 390.5019 | 387.9345 | 395.6376 | 399.9693 | 403.3943 | 398.704 | 398.59 | 395.45 | 402.9314 | 404.9317 | 408.5641 | 414.6354 | 413.6988 | 410.8964 | 415.3893 | 412.9039 | 416.6166 | 418.1696 | 420.948 | 425.2405 | 428.1865 | 424.293 | 423.0961 | 422.4587 | 423.447 | 424.0218 | 426.1403 | 428.4094 | 418.8631 | 420.6058 | 422.6475 | 424.7525 | 424.0096 | 427.7794 | 426.8277 | 428.3861 | 427.4261 | 429.6668 | 428.7382 | 431.0146 | 432.779 | 426.205 | 427.8802 | 430.0581 | 432.2041 | 435.0391 | 435.6194 | 436.6843 | 438.7183 | 436.4708 | 436.1746 | 437.4433 | 439.0648 | 440.9719 | 441.3813 | 442.0887 | 443.3679 | 441.4135 | 441.5951 | 441.8227 | 442.8519 | 443.8766 | 443.9185 | 444.5008 | 445.0419 | 419.2438 | 417.7972 | 419.3328 | 422.8419 | 421.8717 | 427.5629 | 426.3012 | 428.4563 | 427.1831 | 430.2877 | 429.0509 | 432.1349 | 434.3122 | 433.4961 | 431.309 | 431.6413 | 433.0364 | 436.7629 | 437.4044 | 438.6405 | 440.8244 | 441.4476 | 439.5228 | 440.0742 | 440.5891 | 442.51 | 442.9579 | 443.7115 | 445.0079 | 443.8233 | 444.1362 | 444.4328 | 444.3236 | 445.1374 | 445.2125 | 445.8117 | 446.4011 | 438.0746 | 441.0789
274 |  | Temperature, F | 306.0001 | 317.9606 | 301.8007 | 302.0502 | 299.7311 | 302.5591 | 304.9315 | 305.3302 | 304.5114 | 303.6186 | 301.5673 | 303.6436 | 304.9291 | 305.3275 | 306.1612 | 303.9406 | 275.5983 | 239.4282 | 239.1685 | 238.408 | 265.8592 | 262.9085 | 256.7743 | 257.6309 | 314.5174 | 313.3278 | 314.3718 | 315.1756 | 315.9552 | 315.6427 | 317.1916 | 315.6579 | 317.4114 | 315.5938 | 317.7788 | 317.858 | 315.2588 | 293.8012 | 296.4056 | 295.5533 | 296.3944 | 299.7243 | 300.3177 | 301.0795 | 302.1922 | 284.9079 | 286.0336 | 281.2892 | 281.8443 | 287.1284 | 287.9917 | 289.2187 | 290.9979 | 278.688 | 279.5803 | 281.0025 | 279.2368 | 285.5089 | 286.3832 | 288.9325 | 292.3209 | 290.2359 | 288.5653 | 284.0563 | 280.9954 | 281.4514 | 283.3333 | 284.3739 | 283.8684 | 285.1187 | 284.7646 | 286.5529 | 288.0559 | 286.7328 | 276.078 | 273.5614 | 271.6678 | 266.6521 | 270.5374 | 272.1358 | 273.8781 | 276.5602 | 258.4557 | 257.0052 | 261.9131 | 257.1501 | 259.317 | 260.8639 | 263.7217 | 267.066 | 267.5356 | 260.8473 | 258.6495 | 258.0449 | 260.6837 | 262.0387 | 265.9015 | 270.4683 | 333.9203 | 334.2816 | 333.5202 | 332.6443 | 333.5529 | 331.0592 | 332.6454 | 330.6835 | 332.4286 | 329.8509 | 331.8877 | 330.5763 | 327.5611 | 313.3074 | 315.5769 | 315.5653 | 315.673 | 315.6168 | 315.5391 | 315.1791 | 314.2261 | 302.853 | 303.9262 | 302.9614 | 303.0271 | 303.474 | 303.462 | 303.2697 | 302.6739 | 296.7321 | 296.8772 | 297.3477 | 297.3214 | 299.034 | 299.4157 | 300.0295 | 301.2474 | 307.0859 | 306.4559 | 304.3294 | 302.5179 | 302.882 | 302.5351 | 303.5777 | 302.4286 | 303.6281 | 302.0607 | 303.6421 | 303.001 | 301.2656 | 293.2596 | 292.9055 | 292.039 | 290.3407 | 290.9275 | 291.2238 | 291.2167 | 290.9145 | 280.6297 | 280.7544 | 281.9511 | 280.3494 | 280.3703 | 280.6453 | 280.9918 | 281.0019 | 279.3706 | 277.6145 | 277.1569 | 277.1872 | 278.208 | 278.6769 | 279.8307 | 281.4184 | 301.4571 | 302.7024
275 |  | Enthalpy, Btu/lb | 276.4749 | 288.8626 | 272.117 | 272.3735 | 269.9907 | 272.9114 | 275.3701 | 275.784 | 274.9269 | 274.002 | 271.8895 | 274.0336 | 275.3677 | 275.7812 | 276.6474 | 274.384 | 245.3405 | 208.7021 | 208.442 | 207.6693 | 235.4047 | 232.3931 | 226.1378 | 227.0477 | 285.2749 | 284.0428 | 285.1312 | 285.9719 | 286.7743 | 286.4683 | 288.0645 | 286.4867 | 288.2944 | 286.4262 | 288.6796 | 288.7709 | 286.0927 | 264.0114 | 266.6825 | 265.8093 | 266.6768 | 270.1065 | 270.7183 | 271.5055 | 272.657 | 254.9422 | 256.0915 | 251.2397 | 251.8093 | 257.2197 | 258.1045 | 259.3636 | 261.1909 | 248.6015 | 249.5132 | 250.9661 | 249.1615 | 255.5737 | 256.4683 | 259.0788 | 262.551 | 260.3128 | 258.5971 | 253.981 | 250.8561 | 251.3189 | 253.2646 | 254.3234 | 253.816 | 255.0892 | 254.7412 | 256.565 | 258.1174 | 256.772 | 245.8975 | 243.3228 | 241.3935 | 236.2819 | 240.2509 | 241.8827 | 243.6649 | 246.4113 | 227.9902 | 226.5123 | 231.5045 | 226.6635 | 228.8705 | 230.4445 | 233.3538 | 236.7625 | 237.2462 | 230.4402 | 228.2061 | 227.5911 | 230.2722 | 231.6498 | 235.5802 | 240.2313 | 305.449 | 305.8276 | 305.0392 | 304.1321 | 305.0754 | 302.4904 | 304.1367 | 302.1014 | 303.9126 | 301.239 | 303.3526 | 301.9943 | 298.8685 | 284.1144 | 286.4596 | 286.4514 | 286.5664 | 286.5133 | 286.4342 | 286.0645 | 285.0844 | 273.3682 | 274.4709 | 273.4814 | 273.5518 | 274.0149 | 274.0032 | 273.8068 | 273.1969 | 267.0924 | 267.2416 | 267.7248 | 267.6997 | 269.459 | 269.8511 | 270.4824 | 271.7341 | 277.6908 | 277.0398 | 274.8548 | 272.9987 | 273.3712 | 273.0252 | 274.0946 | 272.9173 | 274.148 | 272.5426 | 274.1659 | 273.5124 | 271.733 | 263.5175 | 263.1506 | 262.2635 | 260.5271 | 261.135 | 261.4396 | 261.4347 | 261.1292 | 250.6157 | 250.7393 | 251.9623 | 250.3281 | 250.3532 | 250.6347 | 250.9899 | 251.0027 | 249.3352 | 247.5444 | 247.0783 | 247.1089 | 248.1515 | 248.6302 | 249.8087 | 251.4306 | 271.9367 | 273.2218
276 | Condensate to LPEC35 | Flow, lb/h | 1337202.1552 | 1063798.9206 | 1493935.0782 | 1493963.6502 | 1492286.6364 | 1435799.1323 | 1358157.2867 | 1342945.1137 | 1404547.7874 | 1431361.7524 | 1445327.0781 | 1407651.0168 | 1358194.589 | 1342963.368 | 1307518.2984 | 1207734.7925 | 1305647.6305 | 957428.7906 | 944056.3326 | 965382.1055 | 1374226.6178 | 1416404.3458 | 1505362.2639 | 1358639.0413 | 1223157.2867 | 1242983.8269 | 1190652.7452 | 1137077.1971 | 1150379.019 | 1063109.2259 | 1082630.9988 | 1047647.8421 | 1068260.9041 | 1015209.9684 | 1037210.3564 | 981581.5976 | 942090.4249 | 996886.6294 | 994004.8325 | 988170.6027 | 961744.7398 | 890364.1158 | 875638.4592 | 846358.5778 | 791204.4304 | 793092.7971 | 802899.0811 | 827788.409 | 811167.4809 | 745486.7193 | 731836.0818 | 706146.5017 | 660439.7432 | 712650.5847 | 705118.6264 | 696094.1022 | 713782.1919 | 668644.253 | 663736.8648 | 642933.6408 | 618397.97 | 1221178.6804 | 1245057.673 | 1262566.7119 | 1251880.0155 | 1263842.9249 | 1163466.5514 | 1185160.5848 | 1142425.7042 | 1164972.1335 | 1098801.1252 | 1122498.3686 | 1049831.214 | 1006714.5805 | 971296.4955 | 1019492.5836 | 1020636.2546 | 1051657.4366 | 976156.8987 | 954977.9538 | 915299.4762 | 844911.7268 | 856139.7026 | 888905.3599 | 835765.5338 | 865557.3291 | 820664.4738 | 801154.6059 | 765038.6515 | 705692.6048 | 661956.7541 | 719205.2241 | 735926.3126 | 744681.2289 | 731064.1634 | 723027.7518 | 692620.4695 | 658531.0587 | 792292.148 | 769576.0331 | 742098.9612 | 712683.6011 | 723199.0247 | 668168.1335 | 682472.2746 | 658890.3508 | 673512.4341 | 638876.5851 | 653446.6834 | 617124.6936 | 587458.2973 | 691673.4687 | 666635.0906 | 632636.1576 | 597282.5976 | 547165.2057 | 536340.9672 | 515900.1305 | 474470.749 | 520063.2992 | 525782.2889 | 500834.3092 | 467051.7293 | 423965.0964 | 414144.447 | 396611.8362 | 362811.002 | 413360.703 | 408921.4184 | 403293.8588 | 376802.9154 | 348478.0508 | 347274.4581 | 330063.4403 | 313236.5562 | 787384.6011 | 805876.1177 | 786233.0729 | 739430.6602 | 752656.1315 | 671447.8739 | 690258.8405 | 657809.0619 | 677163.7683 | 628945.537 | 648574.772 | 598456.904 | 560435.7572 | 574973.8708 | 612272.3858 | 606750.6217 | 583006.5521 | 514359.9446 | 501617.1008 | 476117.286 | 427450.7928 | 412530.609 | 457066.8707 | 444755.8599 | 432950.9692 | 385802.4392 | 373972.3893 | 353192.8165 | 314324.8294 | 350005.6967 | 340938.5527 | 332116.8892 | 335389.8834 | 310178.4864 | 307748.9991 | 287652.5336 | 266441.4452 | 487952.2567 | 421420.6071
277 |  | Pressure, psia | 409.3712 | 423.3327 | 399.4013 | 399.3993 | 399.5117 | 403.2255 | 408.101 | 409.0251 | 405.2199 | 403.5114 | 402.609 | 405.0238 | 408.0986 | 409.024 | 411.1376 | 416.7902 | 411.2476 | 429.0321 | 429.608 | 428.6859 | 407.1137 | 404.4684 | 398.632 | 408.0715 | 414.8429 | 413.7055 | 416.6686 | 419.5727 | 418.8639 | 423.3668 | 422.3898 | 424.1284 | 423.1108 | 425.6904 | 424.6361 | 427.2589 | 429.0347 | 426.5515 | 426.6854 | 426.9556 | 428.1598 | 431.2526 | 431.8615 | 433.0427 | 435.1608 | 435.0906 | 434.7234 | 433.7715 | 434.4104 | 436.8105 | 437.2844 | 438.1529 | 439.623 | 437.936 | 438.187 | 438.4845 | 437.898 | 439.3663 | 439.5202 | 440.1607 | 440.8902 | 414.9555 | 413.5856 | 412.5646 | 413.1895 | 412.4897 | 418.1588 | 416.9723 | 419.2887 | 418.0771 | 421.5673 | 420.3404 | 424.0215 | 426.0914 | 427.7282 | 425.4869 | 425.4324 | 423.9318 | 427.507 | 428.463 | 430.1988 | 433.1001 | 432.6525 | 431.3134 | 433.4604 | 432.2727 | 434.0468 | 434.7891 | 436.1167 | 438.168 | 439.5759 | 437.7152 | 437.1433 | 436.8386 | 437.311 | 437.5857 | 438.5981 | 439.6824 | 435.1203 | 435.9533 | 436.929 | 437.9348 | 437.5797 | 439.3813 | 438.9264 | 439.6712 | 439.2124 | 440.2832 | 439.8394 | 440.9274 | 441.7705 | 438.6289 | 439.4296 | 440.4702 | 441.4958 | 442.8506 | 443.1279 | 443.6368 | 444.6087 | 443.5347 | 443.3931 | 443.9994 | 444.7743 | 445.6858 | 445.8813 | 446.2194 | 446.8307 | 445.8968 | 445.9835 | 446.0923 | 446.5841 | 447.0738 | 447.0938 | 447.372 | 447.6307 | 435.3024 | 434.6111 | 435.3449 | 437.0218 | 436.5581 | 439.2778 | 438.6749 | 439.7047 | 439.0964 | 440.58 | 439.989 | 441.4627 | 442.5032 | 442.1132 | 441.068 | 441.2269 | 441.8936 | 443.6744 | 443.9808 | 444.5716 | 445.6151 | 445.913 | 444.9932 | 445.2567 | 445.5027 | 446.4207 | 446.6347 | 446.9949 | 447.6143 | 447.0484 | 447.1978 | 447.3396 | 447.2874 | 447.6763 | 447.7121 | 447.9985 | 448.2802 | 444.3012 | 445.7368
278 |  | Temperature, F | 187.1143 | 190.7686 | 182.1648 | 182.3394 | 179.9157 | 182.9145 | 185.9574 | 186.487 | 188.5188 | 186.5392 | 183.0873 | 184.9726 | 185.9535 | 186.4846 | 187.7992 | 187.5474 | 187.2117 | 201.5917 | 200.8778 | 197.2044 | 174.3886 | 170.9845 | 164.9428 | 166.4989 | 182.0734 | 180.2975 | 182.7874 | 185.36 | 185.4979 | 188.5896 | 189.3002 | 189.2149 | 190.1082 | 190.4034 | 191.8402 | 194.3305 | 193.9132 | 171.8748 | 173.9971 | 173.3878 | 174.7861 | 180.3353 | 181.5472 | 183.5575 | 187.605 | 170.5926 | 171.1339 | 167.2588 | 168.2028 | 174.2113 | 175.6576 | 178.0765 | 182.6141 | 168.793 | 169.9155 | 171.5333 | 169.2288 | 177.3014 | 178.4066 | 182.8769 | 189.1402 | 176.4981 | 174.5431 | 170.6812 | 168.8457 | 169.0801 | 171.8107 | 172.2578 | 172.6356 | 173.2408 | 174.2896 | 175.3502 | 178.5448 | 178.5121 | 170.3426 | 167.2563 | 166.4362 | 162.549 | 166.3219 | 167.3247 | 169.5733 | 173.9318 | 160.4694 | 159.049 | 162.97 | 159.4168 | 161.4772 | 162.8926 | 165.3334 | 170.015 | 172.7737 | 164.5367 | 162.8791 | 162.2197 | 164.2959 | 165.222 | 169.6174 | 175.7552 | 252.8443 | 257.9823 | 260.1637 | 262.3798 | 262.191 | 265.3846 | 266.0032 | 265.8864 | 266.8152 | 266.8681 | 268.63 | 271.1291 | 270.9781 | 224.4636 | 233.5575 | 240.1507 | 246.9909 | 255.7537 | 257.612 | 260.4117 | 266.3001 | 231.3192 | 232.4599 | 237.8358 | 246.2491 | 256.3327 | 258.541 | 261.8395 | 268.0268 | 245.5803 | 247.0912 | 249.3549 | 257.7142 | 267.561 | 268.2518 | 273.5271 | 279.0097 | 237.8626 | 234.4183 | 233.8619 | 238.0429 | 237.191 | 245.7322 | 245.2102 | 247.1392 | 246.8293 | 249.9541 | 250.3267 | 255.5506 | 257.8021 | 239.2086 | 232.6683 | 232.0318 | 234.4005 | 246.5071 | 248.8073 | 252.6159 | 259.6824 | 245.4474 | 236.1805 | 239.155 | 239.7891 | 249.0589 | 251.5818 | 255.4669 | 261.9124 | 250.7121 | 251.5186 | 253.3226 | 252.7315 | 259.3785 | 260.3224 | 265.3849 | 270.6413 | 225.2797 | 247.5304
279 |  | Enthalpy, Btu/lb | 156.0799 | 159.7744 | 151.0986 | 151.2735 | 148.847 | 151.8584 | 154.9178 | 155.4504 | 157.4776 | 155.4898 | 152.03 | 153.9241 | 154.9138 | 155.448 | 156.7702 | 156.5308 | 156.1816 | 170.6448 | 169.9294 | 166.2409 | 143.3333 | 139.9218 | 133.8672 | 135.4452 | 151.0432 | 149.2625 | 151.7625 | 154.346 | 154.4825 | 157.5904 | 158.3005 | 158.219 | 159.1119 | 159.4138 | 160.8517 | 163.3547 | 162.9404 | 140.8646 | 142.9879 | 142.379 | 143.7808 | 149.3415 | 150.5562 | 152.5719 | 156.6312 | 139.6028 | 140.1432 | 136.2665 | 137.2116 | 143.2261 | 144.6743 | 147.0967 | 151.6425 | 137.8102 | 138.933 | 140.5516 | 138.2457 | 146.3239 | 147.4303 | 151.9069 | 158.1828 | 145.4625 | 143.5031 | 139.6378 | 137.8038 | 138.0364 | 140.7807 | 141.2251 | 141.6085 | 142.2109 | 143.2684 | 144.3267 | 147.5322 | 147.5043 | 139.3352 | 136.2442 | 135.4241 | 131.5355 | 135.3148 | 136.3195 | 138.5717 | 142.9378 | 129.4788 | 128.0566 | 131.9791 | 128.4263 | 130.4891 | 131.905 | 134.3473 | 139.0325 | 141.7947 | 133.555 | 131.8972 | 131.2376 | 133.3133 | 134.2395 | 138.6358 | 144.7776 | 222.3424 | 227.5552 | 229.7716 | 232.0246 | 231.832 | 235.0812 | 235.7093 | 235.592 | 236.5356 | 236.5915 | 238.3831 | 240.929 | 240.7768 | 193.6695 | 202.8431 | 209.5053 | 216.4265 | 225.3083 | 227.1941 | 230.0372 | 236.0226 | 200.593 | 201.7438 | 207.1733 | 215.6825 | 225.9015 | 228.1426 | 231.4925 | 237.7834 | 215.0078 | 216.5374 | 218.8297 | 227.3049 | 237.3098 | 238.0127 | 243.3841 | 248.9745 | 207.1818 | 203.7016 | 203.1416 | 207.3677 | 206.506 | 215.1478 | 214.6182 | 216.5727 | 216.2577 | 219.425 | 219.8012 | 225.0995 | 227.3857 | 208.5564 | 201.9491 | 201.3071 | 203.6993 | 215.9412 | 218.2707 | 222.1305 | 229.3006 | 214.8735 | 205.5033 | 208.5091 | 209.1505 | 218.5305 | 221.0866 | 225.0259 | 231.5692 | 220.2064 | 221.0238 | 222.8524 | 222.2532 | 228.9964 | 229.9547 | 235.099 | 240.4468 | 194.5042 | 216.9814
280 | Condensate to LPEC12 | Flow, lb/h | 1337202.1552 | 1063798.9206 | 1493935.0782 | 1493963.6502 | 1492286.6364 | 1435799.1323 | 1358157.2867 | 1342945.1137 | 1404547.7874 | 1431361.7524 | 1445327.0781 | 1407651.0168 | 1358194.589 | 1342963.368 | 1307518.2984 | 1207734.7925 | 1305647.6305 | 957428.7906 | 944056.3326 | 965382.1055 | 1374226.6178 | 1416404.3458 | 1505362.2639 | 1358639.0413 | 1223157.2867 | 1242983.8269 | 1190652.7452 | 1137077.1971 | 1150379.019 | 1063109.2259 | 1082630.9988 | 1047647.8421 | 1068260.9041 | 1015209.9684 | 1037210.3564 | 981581.5976 | 942090.4249 | 996886.6294 | 994004.8325 | 988170.6027 | 961744.7398 | 890364.1158 | 875638.4592 | 846358.5778 | 791204.4304 | 793092.7971 | 802899.0811 | 827788.409 | 811167.4809 | 745486.7193 | 731836.0818 | 706146.5017 | 660439.7432 | 712650.5847 | 705118.6264 | 696094.1022 | 713782.1919 | 668644.253 | 663736.8648 | 642933.6408 | 618397.97 | 1221178.6804 | 1245057.673 | 1262566.7119 | 1251880.0155 | 1263842.9249 | 1163466.5514 | 1185160.5848 | 1142425.7042 | 1164972.1335 | 1098801.1252 | 1122498.3686 | 1049831.214 | 1006714.5805 | 971296.4955 | 1019492.5836 | 1020636.2546 | 1051657.4366 | 976156.8987 | 954977.9538 | 915299.4762 | 844911.7268 | 856139.7026 | 888905.3599 | 835765.5338 | 865557.3291 | 820664.4738 | 801154.6059 | 765038.6515 | 705692.6048 | 661956.7541 | 719205.2241 | 735926.3126 | 744681.2289 | 731064.1634 | 723027.7518 | 692620.4695 | 658531.0587 | 792292.148 | 769576.0331 | 742098.9612 | 712683.6011 | 723199.0247 | 668168.1335 | 682472.2746 | 658890.3508 | 673512.4341 | 638876.5851 | 653446.6834 | 617124.6936 | 587458.2973 | 691673.4687 | 666635.0906 | 632636.1576 | 597282.5976 | 547165.2057 | 536340.9672 | 515900.1305 | 474470.749 | 520063.2992 | 525782.2889 | 500834.3092 | 467051.7293 | 423965.0964 | 414144.447 | 396611.8362 | 362811.002 | 413360.703 | 408921.4184 | 403293.8588 | 376802.9154 | 348478.0508 | 347274.4581 | 330063.4403 | 313236.5562 | 787384.6011 | 805876.1177 | 786233.0729 | 739430.6602 | 752656.1315 | 671447.8739 | 690258.8405 | 657809.0619 | 677163.7683 | 628945.537 | 648574.772 | 598456.904 | 560435.7572 | 574973.8708 | 612272.3858 | 606750.6217 | 583006.5521 | 514359.9446 | 501617.1008 | 476117.286 | 427450.7928 | 412530.609 | 457066.8707 | 444755.8599 | 432950.9692 | 385802.4392 | 373972.3893 | 353192.8165 | 314324.8294 | 350005.6967 | 340938.5527 | 332116.8892 | 335389.8834 | 310178.4864 | 307748.9991 | 287652.5336 | 266441.4452 | 487952.2567 | 421420.6071
281 |  | Temperature, F | 140 | 140 | 140 | 140 | 140.0002 | 140.0002 | 140 | 140 | 140 | 140 | 140 | 140.0002 | 140 | 139.9998 | 139.9998 | 140.0002 | 140 | 139.9998 | 140 | 140 | 140 | 140 | 140 | 140 | 140 | 140 | 140 | 140 | 140 | 140 | 140 | 140 | 140 | 140.0002 | 140 | 140 | 139.9993 | 140 | 140 | 140 | 140 | 140 | 140 | 140 | 140 | 140 | 140 | 140 | 140 | 140 | 140 | 140 | 140 | 140 | 140 | 140 | 140 | 140 | 140 | 140 | 140 | 140 | 140 | 140 | 140.0004 | 140 | 140 | 140 | 140 | 140 | 140 | 140 | 140 | 140 | 140 | 140 | 140 | 140 | 140 | 140 | 140 | 140 | 140 | 140 | 140 | 140 | 140 | 140 | 140 | 140 | 140.0004 | 140 | 140 | 140 | 140 | 140 | 140 | 140 | 140.0007 | 140.0005 | 140 | 140.0007 | 140.0007 | 140.0005 | 140.0005 | 140.0005 | 140.0004 | 140.0004 | 140.0004 | 140.0002 | 140.0002 | 140.0002 | 140.0004 | 140.0013 | 140.0009 | 140.0005 | 140.0005 | 140.0004 | 140.0004 | 140.0014 | 140.0013 | 140.0014 | 140.0004 | 140.0007 | 140.0004 | 140.0009 | 140.0005 | 140.0014 | 140.0016 | 140.0014 | 140.0011 | 140.0011 | 140.0004 | 140.0009 | 140.0007 | 140.0011 | 140.0005 | 140.002 | 140.0009 | 140.0013 | 140.0011 | 140.0011 | 140.0009 | 140.0009 | 140.0009 | 140.0009 | 140.0005 | 140.0005 | 140.0013 | 140.0014 | 140.0014 | 140.0013 | 140.0009 | 140.0011 | 140.0009 | 140.0007 | 140 | 140 | 140.0014 | 140.0014 | 140 | 140 | 140 | 140 | 140 | 139.9998 | 139.9996 | 139.9996 | 139.9996 | 139.9991 | 139.9996 | 140 | 140.0014 | 140.0011
282 |  | Enthalpy, Btu/lb | 109.089 | 109.0891 | 109.0891 | 109.089 | 109.0893 | 109.0892 | 109.089 | 109.0891 | 109.0891 | 109.0892 | 109.0891 | 109.0893 | 109.0891 | 109.0889 | 109.0889 | 109.0893 | 109.0891 | 109.0889 | 109.089 | 109.0891 | 109.0891 | 109.0891 | 109.0891 | 109.0891 | 109.089 | 109.0892 | 109.089 | 109.0891 | 109.0891 | 109.0891 | 109.0891 | 109.089 | 109.089 | 109.0892 | 109.0891 | 109.0891 | 109.0884 | 109.0891 | 109.0891 | 109.0891 | 109.0891 | 109.0891 | 109.0891 | 109.0891 | 109.0891 | 109.0891 | 109.0891 | 109.0891 | 109.0891 | 109.0891 | 109.089 | 109.0891 | 109.0891 | 109.0891 | 109.0891 | 109.0891 | 109.0891 | 109.0891 | 109.0891 | 109.0891 | 109.0891 | 109.0891 | 109.089 | 109.0891 | 109.0894 | 109.0891 | 109.0891 | 109.0891 | 109.0891 | 109.0891 | 109.0891 | 109.0891 | 109.0891 | 109.0891 | 109.0891 | 109.0891 | 109.0891 | 109.0891 | 109.0891 | 109.0891 | 109.0891 | 109.0891 | 109.0891 | 109.0891 | 109.0891 | 109.0891 | 109.0891 | 109.0891 | 109.0891 | 109.0891 | 109.0894 | 109.0891 | 109.0891 | 109.0891 | 109.0891 | 109.0891 | 109.0891 | 109.0891 | 109.0898 | 109.0896 | 109.089 | 109.0898 | 109.0898 | 109.0896 | 109.0896 | 109.0896 | 109.0895 | 109.0894 | 109.0894 | 109.0892 | 109.0893 | 109.0893 | 109.0894 | 109.0903 | 109.09 | 109.0897 | 109.0896 | 109.0895 | 109.0894 | 109.0904 | 109.0904 | 109.0905 | 109.0895 | 109.0898 | 109.0894 | 109.0899 | 109.0896 | 109.0905 | 109.0907 | 109.0906 | 109.0902 | 109.0902 | 109.0895 | 109.0899 | 109.0898 | 109.0902 | 109.0896 | 109.091 | 109.0899 | 109.0904 | 109.0902 | 109.0902 | 109.0901 | 109.0901 | 109.0899 | 109.0899 | 109.0896 | 109.0896 | 109.0903 | 109.0905 | 109.0905 | 109.0903 | 109.0901 | 109.0901 | 109.0899 | 109.0898 | 109.089 | 109.0891 | 109.0905 | 109.0905 | 109.089 | 109.089 | 109.089 | 109.089 | 109.089 | 109.0889 | 109.0887 | 109.0887 | 109.0888 | 109.0882 | 109.0888 | 109.089 | 109.0905 | 109.0902
283 | Condensate Recirculating After All LPEC | Flow, lb/h | 151247.6675 | 142210.4446 | 315002.2223 | 314999.4444 | 285825.5966 | 233536.4204 | 168233.2845 | 154463.2798 | 315007.8573 | 314999.6825 | 282865.465 | 232794.8994 | 168232.1734 | 154462.0099 | 125804.9966 | 81533.3427 | 314998.492 | 317004.083 | 316998.2098 | 316992.7336 | 315000.1587 | 315000.3968 | 311165.8848 | 221226.2827 | 269251.336 | 284215.6475 | 245301.3898 | 205654.5001 | 205886.8058 | 154914.9544 | 154710.427 | 144367.3874 | 144000.4762 | 121897.7054 | 121630.6372 | 81738.7432 | 81420.6423 | 232062.3468 | 218510.2824 | 221156.2814 | 203731.5297 | 150555.6712 | 140014.9297 | 118727.7289 | 82651.0609 | 179919.9986 | 181573.5992 | 215059.1104 | 205343.939 | 151222.7464 | 140808.7532 | 120351.567 | 86254.2197 | 191024.877 | 186664.3239 | 176734.5456 | 193891.1974 | 144316.0373 | 135621.4395 | 115559.4984 | 84063.4667 | 251432.9265 | 269768.0118 | 303841.4699 | 315004.2858 | 315007.7779 | 242307.3687 | 242576.5798 | 225807.2365 | 225735.0923 | 192539.0307 | 191639.1735 | 136107.083 | 135788.9822 | 197270.4633 | 237218.152 | 247318.092 | 290049.7981 | 232901.2505 | 215570.9448 | 183592.6824 | 131774.7844 | 237578.5552 | 263255.1985 | 214844.2653 | 253588.282 | 221799.2293 | 205336.9548 | 173965.6872 | 125847.2195 | 130110.6281 | 193495.4761 | 210540.1418 | 218289.8023 | 201702.7637 | 189279.1319 | 159786.4689 | 117904.6191 | 130525.3179 | 109688.125 | 93388.8693 | 75355.8449 | 74645.2689 | 51480.2175 | 50120.3919 | 46369.294 | 44866.5294 | 35581.2148 | 33787.5483 | 14007.882 | 17029.5622 | 144654.456 | 120590.9363 | 102393.7106 | 83323.0568 | 59583.6143 | 54678.2342 | 44587.2705 | 27257.4172 | 117627.1539 | 117225.6389 | 106079.5693 | 87238.2846 | 64331.7775 | 59644.2107 | 50287.0615 | 33937.289 | 103321.9016 | 102995.8641 | 98662.2956 | 81406.6738 | 60363.6281 | 56640.4751 | 47196.888 | 32512.7163 | 169703.4692 | 178368.0665 | 173860.2885 | 149897.2469 | 150709.5628 | 110170.3557 | 110578.0613 | 102371.488 | 102589.1109 | 86399.5397 | 86146.9162 | 58717.0594 | 58649.5264 | 121408.4111 | 143973.3329 | 145689.7123 | 137953.3854 | 99947.0008 | 92775.922 | 78612.4658 | 55048.709 | 94952.7858 | 121271.5039 | 113712.1642 | 112075.31 | 87208.9984 | 80739.8367 | 68563.7886 | 48589.5951 | 93544.3482 | 93499.903 | 89228.6372 | 91136.7661 | 74390.1136 | 70308.8591 | 58829.3868 | 42834.7078 | 103367.2992 | 88753.1526
284 |  | Temperature, F | 306.0003 | 317.9606 | 301.8006 | 302.0506 | 299.7307 | 302.5587 | 304.9317 | 305.3296 | 304.511 | 303.6186 | 301.5673 | 303.643 | 304.9291 | 305.3275 | 306.1612 | 303.9406 | 275.5983 | 239.4282 | 239.1685 | 238.408 | 265.8592 | 262.9085 | 256.7743 | 257.6309 | 314.5176 | 313.3278 | 314.3718 | 315.1756 | 315.9552 | 315.6427 | 317.1916 | 315.6579 | 317.4116 | 315.5938 | 317.7788 | 317.858 | 315.2588 | 293.8012 | 296.4056 | 295.5533 | 296.3944 | 299.7243 | 300.3177 | 301.0795 | 302.1922 | 284.9079 | 286.0336 | 281.2892 | 281.8443 | 287.1284 | 287.9917 | 289.2187 | 290.9979 | 278.6878 | 279.5803 | 281.0025 | 279.2368 | 285.5089 | 286.3832 | 288.9325 | 292.3209 | 290.2359 | 288.5653 | 284.0563 | 280.9954 | 281.4514 | 283.3333 | 284.3739 | 283.8684 | 285.1187 | 284.7646 | 286.5529 | 288.0559 | 286.7328 | 276.078 | 273.5614 | 271.6678 | 266.6521 | 270.5374 | 272.1358 | 273.8781 | 276.5602 | 258.4557 | 257.0052 | 261.9131 | 257.1501 | 259.317 | 260.8639 | 263.7217 | 267.066 | 267.5356 | 260.8475 | 258.6495 | 258.0449 | 260.6837 | 262.0387 | 265.9015 | 270.4683 | 333.9203 | 334.2816 | 333.5202 | 332.6443 | 333.5529 | 331.0592 | 332.6454 | 330.6837 | 332.4286 | 329.8509 | 331.8877 | 330.5763 | 327.5611 | 313.3074 | 315.5769 | 315.5655 | 315.673 | 315.6168 | 315.5391 | 315.1792 | 314.2261 | 302.853 | 303.9264 | 302.9614 | 303.0271 | 303.474 | 303.462 | 303.2697 | 302.6739 | 296.7321 | 296.8772 | 297.3477 | 297.3214 | 299.034 | 299.4157 | 300.0295 | 301.2474 | 307.0859 | 306.4559 | 304.3288 | 302.5179 | 302.882 | 302.5351 | 303.5779 | 302.4286 | 303.6281 | 302.0608 | 303.6423 | 303.001 | 301.2656 | 293.2597 | 292.9055 | 292.039 | 290.3407 | 290.9277 | 291.2239 | 291.2167 | 290.9145 | 280.6297 | 280.7544 | 281.9511 | 280.3494 | 280.3703 | 280.6453 | 280.9918 | 281.0019 | 279.3706 | 277.6145 | 277.1569 | 277.1872 | 278.208 | 278.6769 | 279.8307 | 281.4184 | 301.4566 | 302.7024
285 | Condensate Bypassing All LPEC | Flow, lb/h | 0 | 0 | 36241.0836 | 34959.3943 | 0 | 0 | 0 | 0 | 26108.8176 | 19308.6183 | 0 | 0 | 0 | 0 | 0 | 0 | 221531.923 | 569765.2075 | 568683.998 | 550561.218 | 138234.7396 | 95630.0199 | 0 | 0 | 0 | 0 | 0 | 0 | 0 | 0 | 0 | 0 | 0 | 0 | 0 | 0 | 0 | 0 | 0 | 0 | 0 | 0 | 0 | 0 | 0 | 0 | 0 | 0 | 0 | 0 | 0 | 0 | 0 | 0 | 0 | 0 | 0 | 0 | 0 | 0 | 0 | 0 | 0 | 0 | 5591.3153 | 7533.3043 | 0 | 0 | 0 | 0 | 0 | 0 | 0 | 0 | 0 | 0 | 0 | 0 | 0 | 0 | 0 | 0 | 0 | 0 | 0 | 0 | 0 | 0 | 0 | 0 | 0 | 0 | 0 | 0 | 0 | 0 | 0 | 0 | 334564.0752 | 344386.2326 | 342245.1631 | 341075.4599 | 343682.6487 | 338286.0456 | 343711.3794 | 337510.8732 | 343618.3619 | 335490.8376 | 343347.8809 | 341128.0799 | 331829.4238 | 261450.3254 | 273002.5133 | 279618.1061 | 285115.2666 | 288859.2215 | 289694.5537 | 290362.6607 | 292139.3587 | 238508.4128 | 241002.0283 | 247440.9513 | 254364.3274 | 259137.7449 | 260282.4477 | 261940.7309 | 265484.2061 | 231850.9145 | 231819.1679 | 233568.7226 | 244140.0201 | 253941.8596 | 255655.2232 | 261280.878 | 270350.6411 | 389570.6009 | 387810.4111 | 388345.5793 | 396857.7135 | 399912.45 | 398459.8847 | 403449.7346 | 398688.222 | 404233.9547 | 399012.9896 | 405898.6666 | 407763.7789 | 399488.9504 | 347084.2167 | 342445.8809 | 340496.0846 | 345746.8915 | 354067.0382 | 354624.3496 | 356409.3811 | 359559.1192 | 318619.3495 | 308612.2683 | 306197.4638 | 308340.1206 | 315394.7689 | 316853.5248 | 319035.2299 | 324211.6704 | 282484.5059 | 287294.6701 | 292220.9475 | 292146.8192 | 303028.7571 | 305511.2612 | 312082.1708 | 324107.4622 | 230144.6939 | 229799.6085
286 |  | % of Total Condensate Flow | 0 | 0 | 0.029824 | 0.028799 | 0 | 0 | 0 | 0 | 0.023402 | 0.017002 | 0 | 0 | 0 | 0 | 0 | 0 | 0.18275 | 0.47081 | 0.47559 | 0.4592 | 0.11544 | 0.079889 | 0 | 0 | 0 | 0 | 0 | 0 | 0 | 0 | 0 | 0 | 0 | 0 | 0 | 0 | 0 | 0 | 0 | 0 | 0 | 0 | 0 | 0 | 0 | 0 | 0 | 0 | 0 | 0 | 0 | 0 | 0 | 0 | 0 | 0 | 0 | 0 | 0 | 0 | 0 | 0 | 0 | 0 | 0.0059326 | 0.007877 | 0 | 0 | 0 | 0 | 0 | 0 | 0 | 0 | 0 | 0 | 0 | 0 | 0 | 0 | 0 | 0 | 0 | 0 | 0 | 0 | 0 | 0 | 0 | 0 | 0 | 0 | 0 | 0 | 0 | 0 | 0 | 0 | 0.3358 | 0.34292 | 0.34537 | 0.3486 | 0.34637 | 0.35424 | 0.35214 | 0.35526 | 0.35342 | 0.35737 | 0.35654 | 0.36127 | 0.36778 | 0.32339 | 0.33332 | 0.34527 | 0.35681 | 0.37203 | 0.37556 | 0.38122 | 0.39513 | 0.37212 | 0.37102 | 0.3853 | 0.40109 | 0.41879 | 0.42337 | 0.43064 | 0.44667 | 0.42786 | 0.4311 | 0.43398 | 0.4525 | 0.46848 | 0.46799 | 0.48017 | 0.49059 | 0.38677 | 0.38196 | 0.38807 | 0.40233 | 0.39917 | 0.41518 | 0.41037 | 0.41786 | 0.41299 | 0.42378 | 0.41918 | 0.43036 | 0.44325 | 0.4335 | 0.42238 | 0.42479 | 0.43721 | 0.46074 | 0.46449 | 0.47275 | 0.49123 | 0.50082 | 0.47891 | 0.4805 | 0.49004 | 0.51368 | 0.51936 | 0.5285 | 0.54956 | 0.52414 | 0.53727 | 0.5461 | 0.54464 | 0.5624 | 0.56269 | 0.57696 | 0.59175 | 0.37438 | 0.40856
287 |  | Temperature, F | 118.531 | 112.1171 | 96.1578 | 96.0903 | 101.6341 | 107.9812 | 116.3541 | 118.211 | 91.7544 | 93.1739 | 100.1349 | 107.1174 | 116.3556 | 118.2117 | 122.0625 | 127.9708 | 96.3961 | 90.3776 | 89.4546 | 91.495 | 102.1782 | 104.4867 | 109.2726 | 116.9008 | 89.9852 | 87.8373 | 94.0633 | 100.7323 | 101.0556 | 109.5868 | 110.0046 | 111.502 | 111.9362 | 115.6806 | 116.0227 | 123.6006 | 123.1754 | 92.7363 | 95.3544 | 94.5671 | 97.419 | 107.0659 | 109.0823 | 113.3692 | 120.8316 | 96.982 | 96.8184 | 89.8419 | 91.3699 | 102.1161 | 104.3218 | 108.9765 | 117.0455 | 88.6456 | 89.1822 | 91.4743 | 87.4913 | 99.4824 | 101.9671 | 106.9765 | 115.7461 | 100.557 | 98.3941 | 93.7936 | 92.0347 | 92.4827 | 101.8503 | 102.4007 | 104.1386 | 104.7045 | 108.8805 | 109.4662 | 117.6822 | 116.8524 | 104.9389 | 99.0599 | 97.441 | 91.2677 | 98.6648 | 101.0667 | 106.0495 | 114.4949 | 94.0717 | 90.304 | 97.4073 | 90.9986 | 95.3886 | 97.9468 | 103.2309 | 112.1502 | 108.4903 | 95.0949 | 92.0052 | 90.5882 | 93.5758 | 96.3046 | 101.871 | 111.2578 | 101.089 | 107.1477 | 111.6637 | 116.8383 | 117.3448 | 123.7878 | 124.4761 | 125.3282 | 126.0381 | 128.6217 | 129.3649 | 135.5025 | 134.3125 | 93.495 | 100.6459 | 105.5946 | 111.1001 | 118.2261 | 119.7829 | 123.1885 | 129.2308 | 91.7607 | 92.3279 | 95.6215 | 102.0542 | 110.3693 | 112.1331 | 115.9815 | 122.9963 | 87.1025 | 86.5105 | 88.3868 | 96.0917 | 106.2534 | 108.5329 | 112.9564 | 121.086 | 93.4493 | 92.0221 | 92.7048 | 98.1205 | 98.6684 | 107.672 | 108.3772 | 109.666 | 110.3931 | 113.8528 | 114.6011 | 122.0355 | 120.9079 | 98.4682 | 92.4076 | 91.3654 | 92.8333 | 103.1603 | 105.2695 | 109.7359 | 117.4282 | 97.4858 | 88.5979 | 90.6917 | 90.4347 | 98.5489 | 100.8455 | 105.6618 | 113.9367 | 88.6039 | 87.4342 | 89.0681 | 88.2577 | 95.922 | 98.488 | 103.6567 | 112.6126 | 96.0301 | 96.0127
288 | Condensate to HRSG w/ FGHX Water | Flow, lb/h | 1185955.0433 | 921588.476 | 1215173.8126 | 1213923.7905 | 1206460.9605 | 1202262.4738 | 1189924.9546 | 1188481.2783 | 1115649.0414 | 1135670.0295 | 1162460.9781 | 1174855.6412 | 1189962.2568 | 1188501.1199 | 1181713.6987 | 1126201.6085 | 1212180.9027 | 1210189.5977 | 1195741.7238 | 1198950.5106 | 1197461.5954 | 1197033.8101 | 1194196.4585 | 1137412.9173 | 953905.7126 | 958768.4968 | 945351.5935 | 931422.7764 | 944492.0545 | 908194.589 | 927921.1274 | 903280.2166 | 924260.7453 | 893311.7868 | 915579.6399 | 899842.8544 | 860669.1476 | 764824.362 | 775494.8676 | 767014.2419 | 758012.8133 | 739808.524 | 735623.1327 | 727631.0076 | 708553.3695 | 613172.7985 | 621325.7994 | 612729.0605 | 605823.7006 | 594264.0523 | 591027.4079 | 585794.8553 | 574185.4442 | 521625.6283 | 518454.3819 | 519359.636 | 519890.9152 | 524328.2157 | 528115.4253 | 527374.1424 | 534334.5826 | 969746.4682 | 975289.4231 | 958725.6389 | 942467.4157 | 956368.4545 | 921159.1033 | 942584.0844 | 916618.5471 | 939237.2 | 906262.0152 | 930859.2744 | 913724.0516 | 870925.6777 | 774025.8735 | 782274.7491 | 773318.48 | 761607.4798 | 743255.4895 | 739407.4851 | 731706.5557 | 713137.3393 | 618560.9094 | 625650.3201 | 620921.4272 | 611968.9677 | 598865.4826 | 595817.5717 | 591072.9642 | 579845.3853 | 531846.126 | 525709.748 | 525386.1708 | 526391.3473 | 529361.3997 | 533748.6199 | 532834.0006 | 540626.4396 | 996331.064 | 1004274.0613 | 990955.5724 | 978402.9701 | 992236.5474 | 954973.9854 | 976063.2463 | 950031.8348 | 972263.9729 | 938786.3983 | 963006.6668 | 944245.2248 | 902257.9763 | 808469.0206 | 819046.985 | 809860.315 | 799074.4105 | 776440.9161 | 771357.3343 | 761675.5763 | 739352.7223 | 640944.4787 | 649558.5989 | 642195.6913 | 634177.6927 | 618770.9924 | 614782.6681 | 608265.4897 | 594357.9428 | 541889.7159 | 537744.6428 | 538200.2064 | 539536.1823 | 542056.3061 | 546289.2379 | 544147.4541 | 551074.481 | 1007251.8916 | 1015317.9068 | 1000718.443 | 986391.2062 | 1001858.9393 | 959737.5615 | 983130.8312 | 954125.5578 | 978808.5328 | 941558.6695 | 968326.6019 | 947504.0124 | 901275.4193 | 800649.8351 | 810745.2512 | 801556.994 | 790799.9788 | 768480.0614 | 763465.4491 | 753914.1696 | 731961.2427 | 636197.1728 | 644407.6351 | 637241.1595 | 629215.7798 | 613988.289 | 610086.0774 | 603664.2974 | 589946.8333 | 538945.8544 | 534733.3198 | 535109.2788 | 536400.0159 | 538817.122 | 542951.4013 | 540905.2541 | 547714.1837 | 614729.6513 | 562467.0629
289 |  | Pressure, psia | 450.0001 | 450.0001 | 450.0001 | 450.0001 | 450.0001 | 450.0001 | 450.0001 | 450.0001 | 450.0001 | 450.0001 | 450.0001 | 450.0001 | 450.0001 | 450.0001 | 450.0001 | 450.0001 | 450.0001 | 450.0001 | 450.0001 | 450.0001 | 450.0001 | 450.0001 | 450.0001 | 450.0001 | 450.0001 | 450.0001 | 450.0001 | 450.0001 | 450.0001 | 450.0001 | 450.0001 | 450.0001 | 450.0001 | 450.0001 | 450.0001 | 450.0001 | 450.0001 | 450.0001 | 450.0001 | 450.0001 | 450.0001 | 450.0001 | 450.0001 | 450.0001 | 450.0001 | 450.0001 | 450.0001 | 450.0001 | 450.0001 | 450.0001 | 450.0001 | 450.0001 | 450.0001 | 450.0001 | 450.0001 | 450.0001 | 450.0001 | 450.0001 | 450.0001 | 450.0001 | 450.0001 | 450.0001 | 450.0001 | 450.0001 | 450.0001 | 450.0001 | 450.0001 | 450.0001 | 450.0001 | 450.0001 | 450.0001 | 450.0001 | 450.0001 | 450.0001 | 450.0001 | 450.0001 | 450.0001 | 450.0001 | 450.0001 | 450.0001 | 450.0001 | 450.0001 | 450.0001 | 450.0001 | 450.0001 | 450.0001 | 450.0001 | 450.0001 | 450.0001 | 450.0001 | 450.0001 | 450.0001 | 450.0001 | 450.0001 | 450.0001 | 450.0001 | 450.0001 | 450.0001 | 450.0001 | 450.0001 | 450.0001 | 450.0001 | 450.0001 | 450.0001 | 450.0001 | 450.0001 | 450.0001 | 450.0001 | 450.0001 | 450.0001 | 450.0001 | 450.0001 | 450.0001 | 450.0001 | 450.0001 | 450.0001 | 450.0001 | 450.0001 | 450.0001 | 450.0001 | 450.0001 | 450.0001 | 450.0001 | 450.0001 | 450.0001 | 450.0001 | 450.0001 | 450.0001 | 450.0001 | 450.0001 | 450.0001 | 450.0001 | 450.0001 | 450.0001 | 450.0001 | 450.0001 | 450.0001 | 450.0001 | 450.0001 | 450.0001 | 450.0001 | 450.0001 | 450.0001 | 450.0001 | 450.0001 | 450.0001 | 450.0001 | 450.0001 | 450.0001 | 450.0001 | 450.0001 | 450.0001 | 450.0001 | 450.0001 | 450.0001 | 450.0001 | 450.0001 | 450.0001 | 450.0001 | 450.0001 | 450.0001 | 450.0001 | 450.0001 | 450.0001 | 450.0001 | 450.0001 | 450.0001 | 450.0001 | 450.0001 | 450.0001 | 450.0001 | 450.0001 | 450.0001 | 450.0001
290 |  | Temperature, F | 118.531 | 112.1171 | 96.1578 | 96.0903 | 101.6341 | 107.9812 | 116.3541 | 118.211 | 91.7544 | 93.1739 | 100.1349 | 107.1174 | 116.3556 | 118.2117 | 122.0625 | 127.9708 | 96.3961 | 90.3776 | 89.4546 | 91.495 | 102.1782 | 104.4867 | 109.2726 | 116.9008 | 89.9852 | 87.8373 | 94.0633 | 100.7323 | 101.0556 | 109.5868 | 110.0046 | 111.502 | 111.9362 | 115.6806 | 116.0227 | 123.6006 | 123.1754 | 92.7363 | 95.3544 | 94.5671 | 97.419 | 107.0659 | 109.0823 | 113.3692 | 120.8316 | 96.982 | 96.8184 | 89.8419 | 91.3699 | 102.1161 | 104.3218 | 108.9765 | 117.0455 | 88.6456 | 89.1822 | 91.4743 | 87.4913 | 99.4824 | 101.9671 | 106.9765 | 115.7461 | 100.557 | 98.3941 | 93.7936 | 92.0347 | 92.4827 | 101.8503 | 102.4007 | 104.1386 | 104.7045 | 108.8805 | 109.4662 | 117.6822 | 116.8524 | 104.9389 | 99.0599 | 97.441 | 91.2677 | 98.6648 | 101.0667 | 106.0495 | 114.4949 | 94.0717 | 90.304 | 97.4073 | 90.9986 | 95.3886 | 97.9468 | 103.2309 | 112.1502 | 108.4903 | 95.0949 | 92.0052 | 90.5882 | 93.5758 | 96.3046 | 101.871 | 111.2578 | 101.089 | 107.1477 | 111.6637 | 116.8383 | 117.3448 | 123.7878 | 124.4761 | 125.3282 | 126.0381 | 128.6217 | 129.3649 | 135.5025 | 134.3125 | 93.495 | 100.6459 | 105.5946 | 111.1001 | 118.2261 | 119.7829 | 123.1885 | 129.2308 | 91.7607 | 92.3279 | 95.6215 | 102.0542 | 110.3693 | 112.1331 | 115.9815 | 122.9963 | 87.1025 | 86.5105 | 88.3868 | 96.0917 | 106.2534 | 108.5329 | 112.9564 | 121.086 | 93.4493 | 92.0221 | 92.7048 | 98.1205 | 98.6684 | 107.672 | 108.3772 | 109.666 | 110.3931 | 113.8528 | 114.6011 | 122.0355 | 120.9079 | 98.4682 | 92.4076 | 91.3654 | 92.8333 | 103.1603 | 105.2695 | 109.7359 | 117.4282 | 97.4858 | 88.5979 | 90.6917 | 90.4347 | 98.5489 | 100.8455 | 105.6618 | 113.9367 | 88.6039 | 87.4342 | 89.0681 | 88.2577 | 95.922 | 98.488 | 103.6567 | 112.6126 | 96.0301 | 96.0127
291 | Condensate from FGHX | Flow, lb/h | 68341.5466 | 80093.7935 | 75492.9981 | 74553.8069 | 72469.7384 | 71661.3829 | 68995.2327 | 68373.3567 | 77247.1957 | 75915.5452 | 73197.6957 | 72100.4383 | 68994.0819 | 68374.3964 | 67097.1992 | 61065.831 | 94397.9347 | 96588.8464 | 93123.3884 | 91777.8885 | 84720.3831 | 83818.1449 | 81885.4124 | 72866.8486 | 89537.4522 | 87267.9677 | 85066.1035 | 82561.2974 | 83630.5226 | 79127.1495 | 80826.743 | 78341.4769 | 80198.0017 | 76754.7108 | 78924.3761 | 76601.3431 | 73963.0505 | 80483.8004 | 79074.7994 | 76442.6577 | 73499.5582 | 68882.9926 | 67854.7126 | 65894.0193 | 61949.7751 | 56642.7768 | 55889.9143 | 54183.9874 | 52225.4687 | 49219.9633 | 48539.1021 | 47286.7308 | 44886.244 | 41872.4766 | 41196.0361 | 40670.8681 | 40290.4963 | 39813.5593 | 39710.248 | 39614.3098 | 39437.7273 | 104691.3702 | 102665.5408 | 99336.8313 | 95700.9736 | 98305.7814 | 89741.6621 | 93560.2215 | 88468.227 | 92510.9967 | 85844.0537 | 90292.3861 | 86295.7283 | 79779.4229 | 79571.8796 | 78299.8413 | 75678.8347 | 72950.8818 | 68353.3166 | 67304.6077 | 65354.6685 | 61467.4571 | 56766.898 | 55938.8596 | 54069.9854 | 52221.2861 | 49310.3617 | 48632.0958 | 47385.677 | 45019.8575 | 42010.5981 | 41374.2535 | 40863.2286 | 40468.7852 | 40006.7453 | 39903.418 | 39789.2414 | 39612.4764 | 90559.2956 | 88259.6518 | 86089.1374 | 83663.3009 | 84713.875 | 80246.1772 | 81956.3661 | 79458.4649 | 81323.4184 | 77817.2851 | 80035.3798 | 77620.2182 | 74988.6559 | 83070.0365 | 81459.6113 | 78678.3321 | 75580.9362 | 70773.6371 | 69702.6023 | 67650.4233 | 63546.8827 | 58284.147 | 57438.394 | 55625.5445 | 53558.397 | 50416.1511 | 49702.1305 | 48387.1074 | 45869.0629 | 42821.9298 | 42115.8936 | 41557.2171 | 41147.5273 | 40641.7327 | 40523.556 | 40427.2368 | 40229.8048 | 108220.3213 | 105992.5043 | 102621.0956 | 98912.7762 | 101639.8878 | 92627.7448 | 96609.4023 | 91282.0861 | 95503.5098 | 88525.9264 | 93153.1508 | 88979.6645 | 82224.1486 | 83062.338 | 81465.2463 | 78609.8944 | 75661.6201 | 70742.327 | 69622.4025 | 67541.0642 | 63427.5075 | 58977.2465 | 57968.816 | 55947.0502 | 53958.7691 | 50862.3336 | 50145.186 | 48820.8372 | 46320.6582 | 43317.1211 | 42646.3156 | 42088.8058 | 41651.6711 | 41143.0669 | 41012.6598 | 40902.9992 | 40682.8604 | 40891.372 | 40891.3323
292 | Condensate from Condensate Pumps | Flow, lb/h | 1117613.3618 | 841494.9999 | 1139680.4176 | 1139370.0947 | 1133991.4284 | 1130600.8924 | 1120929.2933 | 1120107.8502 | 1038401.6473 | 1059754.4048 | 1089263.6554 | 1102755.1632 | 1120968.1829 | 1120126.8982 | 1114616.4835 | 1065135.4521 | 1117783.2061 | 1113601.3863 | 1102617.8592 | 1107172.7015 | 1112741.0536 | 1113215.6652 | 1112310.8873 | 1064546.5528 | 864368.4192 | 871500.291 | 860285.0138 | 848861.7965 | 860862.0081 | 829067.0029 | 847094.305 | 824938.3587 | 844062.5055 | 816557.2585 | 836655.232 | 823241.5034 | 786706.1765 | 684340.4822 | 696420.0603 | 690571.6238 | 684513.263 | 670925.5631 | 667768.4439 | 661737.0677 | 646603.6262 | 556529.9741 | 565435.7661 | 558545.0096 | 553598.3351 | 545044.0572 | 542488.2185 | 538508.0689 | 529299.1764 | 479753.1438 | 477258.3379 | 478688.6806 | 479600.4427 | 484514.7357 | 488405.2011 | 487759.7929 | 494896.8236 | 865054.9392 | 872623.3267 | 859388.1726 | 846766.5215 | 858062.7524 | 831417.8381 | 849023.7041 | 828150.3201 | 846726.0446 | 820417.6441 | 840567.2058 | 827428.0852 | 791146.0167 | 694453.9939 | 703974.9555 | 697639.685 | 688656.5901 | 674902.1411 | 672102.806 | 666351.8316 | 651669.906 | 561794.1145 | 569711.397 | 566851.426 | 559747.5705 | 549555.0892 | 547185.5236 | 543687.2873 | 534825.5437 | 489835.5438 | 484335.5262 | 484522.9105 | 485922.6177 | 489354.6623 | 493845.2177 | 493044.8068 | 501013.9156 | 1157911.6916 | 1173741.3358 | 1162910.9861 | 1153259.2286 | 1169687.2961 | 1131696.1498 | 1156264.0435 | 1127338.9301 | 1153040.9707 | 1117133.9883 | 1144544.7891 | 1127314.3265 | 1076076.1213 | 935296.6543 | 952336.6373 | 945515.0884 | 937247.4823 | 916456.6394 | 911758.1439 | 903328.6301 | 882034.6038 | 755099.5873 | 767300.993 | 760779.8462 | 754319.3354 | 740104.799 | 736179.0155 | 730506.0583 | 717586.3066 | 645634.244 | 640777.8885 | 642331.6461 | 645603.053 | 650846.1613 | 657147.701 | 654703.2135 | 665373.7191 | 1156389.4425 | 1170246.8298 | 1157321.9986 | 1146678.9538 | 1163172.8955 | 1125068.2552 | 1149876.6292 | 1120627.7007 | 1146667.0488 | 1110252.9145 | 1138092.2944 | 1120572.1441 | 1068875.2006 | 931400.5538 | 945325.4026 | 937281.6099 | 927933.826 | 908100.1429 | 903612.7621 | 895490.3967 | 874774.1583 | 752098.7407 | 762552.3378 | 756295.3227 | 748576.7738 | 734395.7301 | 730642.7274 | 725213.6634 | 712619.7905 | 643531.9053 | 638431.736 | 639866.047 | 641971.1635 | 646759.8988 | 653020.8822 | 650803.224 | 661524.048 | 659974.5763 | 650434.8842
293 |  | Temperature, F | 115.7432 | 107.4198 | 91.5816 | 91.5624 | 97.5909 | 104.3884 | 113.4169 | 115.417 | 86.7763 | 88.3807 | 95.9767 | 103.4708 | 113.4185 | 115.4176 | 119.5682 | 126.1236 | 89.9658 | 82.8408 | 82.1739 | 84.569 | 97.1319 | 99.7005 | 105.0084 | 113.7276 | 82.2204 | 80.3334 | 87.2769 | 94.7341 | 95.1624 | 104.5141 | 105.0777 | 106.6329 | 107.2128 | 111.2324 | 111.702 | 119.9941 | 119.2093 | 82.2583 | 85.7278 | 85.2759 | 88.9173 | 100.2364 | 102.5964 | 107.5586 | 116.1981 | 89.8318 | 89.9609 | 82.5642 | 84.5982 | 96.8488 | 99.3547 | 104.603 | 113.6799 | 82.9321 | 83.6395 | 86.265 | 82.0413 | 95.1915 | 97.9365 | 103.3691 | 112.9325 | 90.0743 | 88.0995 | 83.2719 | 81.6924 | 81.9063 | 93.3204 | 93.5593 | 96.0006 | 96.2413 | 101.5227 | 101.7603 | 111.2238 | 110.847 | 96.3216 | 90.2048 | 88.8098 | 82.3492 | 91.195 | 93.9954 | 99.7299 | 109.447 | 86.6473 | 82.8419 | 91.0036 | 84.2693 | 89.5278 | 92.4217 | 98.3622 | 108.3596 | 104.5344 | 90.0576 | 86.8181 | 85.3866 | 88.7635 | 91.7823 | 97.8202 | 108.0583 | 94.5482 | 101.6375 | 106.6519 | 112.4064 | 113.0383 | 120.036 | 120.8943 | 121.7309 | 122.6124 | 125.3413 | 126.2478 | 132.9323 | 131.3222 | 82.8475 | 91.3849 | 97.2921 | 103.8274 | 112.2721 | 114.1099 | 118.0776 | 125.1163 | 83.7792 | 84.762 | 88.677 | 96.0642 | 105.6029 | 107.6203 | 111.979 | 119.8981 | 81.0574 | 80.5379 | 82.72 | 91.1764 | 102.312 | 104.8372 | 109.6203 | 118.4853 | 81.604 | 80.5555 | 81.6516 | 88.0736 | 88.4064 | 99.3661 | 99.7849 | 101.7149 | 102.1399 | 106.6105 | 107.0355 | 115.6111 | 114.8963 | 88.2829 | 82.1214 | 81.4453 | 83.5207 | 95.6206 | 98.1 | 103.2759 | 112.1835 | 89.7341 | 80.3827 | 83.0856 | 83.149 | 92.5066 | 95.1181 | 100.5582 | 109.879 | 82.4223 | 81.2552 | 83.1763 | 82.4283 | 90.8911 | 93.7465 | 99.347 | 109.1437 | 91.8536 | 91.4149
294 |  | Enthalpy, Btu/lb | 84.9082 | 76.6149 | 60.8356 | 60.8164 | 66.8226 | 73.5948 | 82.5901 | 84.583 | 56.0478 | 57.6464 | 65.2145 | 72.6807 | 82.5917 | 84.5837 | 88.7197 | 95.2532 | 59.2258 | 52.1261 | 51.4615 | 53.8482 | 66.3655 | 68.9244 | 74.2125 | 82.8996 | 51.5078 | 49.6273 | 56.5465 | 63.9766 | 64.4033 | 73.72 | 74.2815 | 75.831 | 76.4087 | 80.4135 | 80.8814 | 89.1442 | 88.362 | 51.5456 | 55.003 | 54.5526 | 58.1811 | 69.4583 | 71.8095 | 76.7533 | 85.3614 | 59.0922 | 59.2209 | 51.8504 | 53.8773 | 66.0833 | 68.58 | 73.8086 | 82.8522 | 52.217 | 52.9219 | 55.5383 | 51.3292 | 64.4322 | 67.167 | 72.5794 | 82.1076 | 59.3338 | 57.3663 | 52.5557 | 50.9816 | 51.1948 | 62.5681 | 62.8061 | 65.2384 | 65.4782 | 70.7398 | 70.9764 | 80.4049 | 80.0297 | 65.558 | 59.4639 | 58.0739 | 51.6361 | 60.4504 | 63.2405 | 68.9537 | 78.6346 | 55.9192 | 52.1271 | 60.2598 | 53.5497 | 58.7894 | 61.6727 | 67.5911 | 77.5513 | 73.7404 | 59.3172 | 56.0894 | 54.663 | 58.0278 | 61.0357 | 67.0512 | 77.2511 | 63.7914 | 70.8541 | 75.85 | 81.5833 | 82.2129 | 89.1859 | 90.0412 | 90.8749 | 91.7535 | 94.4735 | 95.3769 | 102.0409 | 100.4355 | 52.1327 | 60.6396 | 66.5251 | 73.036 | 81.4495 | 83.2806 | 87.2343 | 94.2492 | 53.0612 | 54.0406 | 57.9415 | 65.3016 | 74.8048 | 76.8147 | 81.1574 | 89.0485 | 50.3488 | 49.8311 | 52.0056 | 60.432 | 71.5262 | 74.0418 | 78.8074 | 87.6406 | 50.8935 | 49.8486 | 50.9409 | 57.3404 | 57.672 | 68.5912 | 69.0086 | 70.9313 | 71.3548 | 75.8086 | 76.2322 | 84.7765 | 84.0642 | 57.549 | 51.4091 | 50.7354 | 52.8036 | 64.8598 | 67.3299 | 72.4865 | 81.3613 | 58.9949 | 49.6764 | 52.3701 | 52.4332 | 61.7573 | 64.3591 | 69.7789 | 79.0652 | 51.709 | 50.5459 | 52.4605 | 51.715 | 60.1477 | 62.9926 | 68.5722 | 78.3325 | 61.1067 | 60.6696
295
296 | Stack Exit | Flow, lb/h | 4868981.1108 | 4847298.1887 | 5296252.9322 | 5301877.6345 | 5183453.3237 | 5094351.7522 | 4911369.9536 | 4868939.0465 | 5288327.3955 | 5295578.3171 | 5179927.8647 | 5092157.2691 | 4911373.9219 | 4868940.6339 | 4773207.9931 | 4396885.483 | 5296394.9981 | 5302615.7428 | 5183826.3461 | 5095024.78 | 4911578.6875 | 4868981.1108 | 4773207.9931 | 4396885.483 | 5274712.0761 | 5280932.027 | 5162142.6304 | 5024144.9585 | 5073341.0642 | 4797449.6905 | 4889894.9717 | 4744915.4306 | 4847298.1887 | 4626680.8057 | 4751525.071 | 4557798.6384 | 4375201.7672 | 4038358.5248 | 4099844.5299 | 4053073.0701 | 3989106.0689 | 3855799.7496 | 3824713.487 | 3745119.2261 | 3589233.9371 | 3238771.4069 | 3290824.7059 | 3259286.8481 | 3216628.9529 | 3127009.1183 | 3105173.0189 | 3048988.6947 | 2938855.7999 | 2906359.195 | 2905910.7744 | 2908371.929 | 2911039.4363 | 2911079.1196 | 2910354.5036 | 2908437.8031 | 2904225.0304 | 5274712.0761 | 5280932.027 | 5162142.6304 | 5024144.9585 | 5073341.0642 | 4797449.6905 | 4889894.9717 | 4744915.4306 | 4847298.1887 | 4626680.8057 | 4751525.071 | 4557798.6384 | 4375201.7672 | 4038358.5248 | 4099844.5299 | 4053073.0701 | 3989106.0689 | 3855799.7496 | 3824713.487 | 3745119.2261 | 3589233.9371 | 3238771.4069 | 3290824.7059 | 3259286.8481 | 3216628.9529 | 3127009.1183 | 3105173.0189 | 3048988.6947 | 2938855.7999 | 2906359.195 | 2905910.7744 | 2908371.929 | 2911039.4363 | 2911079.1196 | 2910354.5036 | 2908437.8031 | 2904225.0304 | 5274712.0761 | 5280932.027 | 5162142.6304 | 5024144.9585 | 5073341.0642 | 4797449.6905 | 4889894.9717 | 4744915.4306 | 4847298.1887 | 4626680.8057 | 4751525.071 | 4557798.6384 | 4375201.7672 | 4038358.5248 | 4099844.5299 | 4053073.0701 | 3989106.0689 | 3855799.7496 | 3824713.487 | 3745119.2261 | 3589233.9371 | 3238771.4069 | 3290824.7059 | 3259286.8481 | 3216628.9529 | 3127009.1183 | 3105173.0189 | 3048988.6947 | 2938855.7999 | 2906359.195 | 2905910.7744 | 2908371.929 | 2911039.4363 | 2911079.1196 | 2910354.5036 | 2908437.8031 | 2904225.0304 | 5274712.0761 | 5280932.027 | 5162142.6304 | 5024144.9585 | 5073341.0642 | 4797449.6905 | 4889894.9717 | 4744915.4306 | 4847298.1887 | 4626680.8057 | 4751525.071 | 4557798.6384 | 4375201.7672 | 4038358.5248 | 4099844.5299 | 4053073.0701 | 3989106.0689 | 3855799.7496 | 3824713.487 | 3745119.2261 | 3589233.9371 | 3238771.4069 | 3290824.7059 | 3259286.8481 | 3216628.9529 | 3127009.1183 | 3105173.0189 | 3048988.6947 | 2938855.7999 | 2906359.195 | 2905910.7744 | 2908371.929 | 2911039.4363 | 2911079.1196 | 2910354.5036 | 2908437.8031 | 2904225.0304 | 2911039.4363 | 2911039.4363
297 |  | Temperature, F | 162.5428 | 178.2576 | 160.38 | 160.4716 | 159.2395 | 160.6424 | 162.0086 | 162.246 | 163.3188 | 162.4017 | 160.6977 | 161.5924 | 162.0064 | 162.2453 | 162.8373 | 162.4095 | 162.3726 | 170.8831 | 170.3838 | 168.3023 | 156.5589 | 154.9425 | 152.1001 | 152.6236 | 172.7186 | 171.5306 | 173.0734 | 174.6565 | 174.8919 | 176.5816 | 177.305 | 176.9468 | 177.8157 | 177.6243 | 178.9048 | 180.3501 | 179.7309 | 163.8835 | 165.3953 | 164.9358 | 165.8122 | 169.3432 | 170.1081 | 171.3474 | 173.8233 | 161.6664 | 162.1051 | 159.9001 | 160.3515 | 163.9393 | 164.8434 | 166.3347 | 169.1119 | 159.8198 | 160.5317 | 161.5708 | 160.1785 | 165.3426 | 166.0633 | 168.9139 | 172.9699 | 168.4598 | 167.1328 | 164.3311 | 162.9313 | 163.1914 | 164.8317 | 165.3195 | 165.3627 | 165.978 | 166.4116 | 167.3805 | 169.3958 | 169.1186 | 162.5815 | 160.6001 | 160.0936 | 157.6301 | 159.8248 | 160.4574 | 161.9089 | 164.6829 | 155.1544 | 154.2727 | 156.8552 | 154.4704 | 155.7973 | 156.7225 | 158.0095 | 160.9569 | 162.133 | 156.9792 | 156.204 | 155.8218 | 156.9918 | 157.5966 | 160.4406 | 164.4424 | 218.6249 | 221.9904 | 223.1902 | 224.4342 | 224.5138 | 226.1187 | 226.8691 | 226.3905 | 227.3779 | 226.9126 | 228.5258 | 229.9768 | 229.4951 | 197.4146 | 203.3139 | 207.4118 | 211.7228 | 217.2958 | 218.5016 | 220.3029 | 224.2085 | 199.3955 | 200.2636 | 203.6095 | 209.0019 | 215.6601 | 217.1701 | 219.4536 | 223.943 | 207.3956 | 208.4131 | 209.9651 | 215.866 | 223.236 | 223.7842 | 228.0652 | 232.8323 | 208.4664 | 206.2508 | 205.6694 | 208.1795 | 207.7954 | 212.9835 | 212.9306 | 213.8664 | 213.9791 | 215.6385 | 216.2631 | 219.6172 | 220.858 | 206.6549 | 202.519 | 202.0257 | 203.4912 | 211.4402 | 212.9943 | 215.6002 | 220.672 | 209.1376 | 202.8517 | 204.7762 | 205.2185 | 211.746 | 213.6054 | 216.5569 | 221.9248 | 211.9953 | 212.8282 | 214.3731 | 213.9798 | 219.6235 | 220.4218 | 225.0828 | 230.4369 | 194.5868 | 208.6934
298
299 | Terminal Desuperheaters
300
301 | HP Steam Terminal Desuperheating Flow - (each HRSG) | Flow, lb/h | 0 | 0 | 0 | 0 | 0 | 0 | 0 | 0 | 0 | 0 | 0 | 0 | 0 | 0 | 0 | 0 | 0 | 0 | 0 | 0 | 0 | 0 | 0 | 0 | 0 | 0 | 0 | 0 | 0 | 0 | 0 | 0 | 0 | 0 | 0 | 0 | 0 | 0 | 0 | 0 | 0 | 0 | 0 | 0 | 0 | 0 | 0 | 0 | 0 | 0 | 0 | 0 | 0 | 0 | 0 | 0 | 0 | 0 | 0 | 0 | 0 | 0 | 0 | 0 | 0 | 0 | 0 | 0 | 0 | 0 | 0 | 0 | 0 | 0 | 0 | 0 | 0 | 0 | 0 | 0 | 0 | 0 | 0 | 0 | 0 | 0 | 0 | 0 | 0 | 0 | 0 | 0 | 0 | 0 | 0 | 0 | 0 | 0 | 0 | 0 | 0 | 0 | 0 | 0 | 0 | 0 | 0 | 0 | 0 | 0 | 0 | 0 | 0 | 0 | 0 | 0 | 0 | 0 | 0 | 0 | 0 | 0 | 0 | 0 | 0 | 0 | 0 | 0 | 0 | 0 | 0 | 0 | 0 | 0 | 0 | 0 | 0 | 0 | 0 | 0 | 0 | 0 | 0 | 0 | 0 | 0 | 0 | 0 | 0 | 0 | 0 | 0 | 0 | 0 | 0 | 0 | 0 | 0 | 0 | 0 | 0 | 0 | 0 | 0 | 0 | 0 | 0 | 0 | 0 | 0 | 0 | 0 | 72904.1985 | 24295.3333
302 | (from HP Feedwater) | Temperature, F | 338.5906 | 328.3736 | 338.3197 | 338.4372 | 338.4439 | 338.5967 | 338.3688 | 338.3526 | 333.3121 | 334.5336 | 336.2144 | 337.2089 | 338.3715 | 338.3526 | 338.0486 | 334.776 | 291.1894 | 234.9185 | 234.9185 | 234.9185 | 290.9869 | 291.2569 | 292.0224 | 289.845 | 329.7708 | 329.8406 | 329.1575 | 328.3477 | 329.2369 | 326.8555 | 328.3367 | 326.5111 | 328.1275 | 325.7535 | 327.5985 | 326.4102 | 323.4727 | 312.1558 | 313.5281 | 312.9436 | 312.6457 | 312.2667 | 312.1387 | 311.7391 | 310.6927 | 300.5582 | 301.5608 | 300.1271 | 299.8197 | 300.0652 | 300.0133 | 299.8098 | 299.1888 | 293.392 | 293.455 | 293.8721 | 293.6354 | 295.2711 | 295.6856 | 296.2116 | 297.3835 | 301.8261 | 301.4038 | 299.2032 | 297.0426 | 297.4496 | 296.9501 | 297.9797 | 296.8423 | 298.0123 | 296.4871 | 297.9867 | 297.3943 | 295.5745 | 288.2363 | 288.0338 | 287.1414 | 285.1605 | 285.4927 | 285.7852 | 285.8018 | 285.5291 | 275.6044 | 275.7758 | 277.0214 | 275.2678 | 275.203 | 275.484 | 275.8921 | 275.9733 | 274.5658 | 272.611 | 272.0718 | 272.0255 | 272.9611 | 273.4608 | 274.5797 | 276.1407 | 329.7715 | 329.8451 | 329.1642 | 328.3515 | 329.2416 | 326.8607 | 328.3434 | 326.5165 | 328.1324 | 325.76 | 327.6052 | 326.417 | 323.4798 | 312.1563 | 313.531 | 312.9393 | 312.6481 | 312.2721 | 312.1434 | 311.7438 | 310.7008 | 300.5595 | 301.5622 | 300.13 | 299.8279 | 300.0735 | 300.0148 | 299.8177 | 299.197 | 293.3935 | 293.4588 | 293.8762 | 293.6412 | 295.2784 | 295.6798 | 296.2191 | 297.3904 | 301.8268 | 301.4155 | 299.2073 | 297.0414 | 297.4622 | 296.9582 | 297.9887 | 296.8513 | 298.0202 | 296.4969 | 297.9966 | 297.4114 | 295.5846 | 288.2444 | 288.0401 | 287.1477 | 285.1669 | 285.5028 | 285.795 | 285.8106 | 285.5395 | 275.6172 | 275.7828 | 277.0333 | 275.2759 | 275.2147 | 275.4955 | 275.9043 | 275.9841 | 274.5676 | 272.6107 | 272.079 | 272.0217 | 272.9683 | 273.4615 | 274.5842 | 276.1441 | 299.6946 | 299.6908
303 |  | % of inlet steam | 0 | 0 | 0 | 0 | 0 | 0 | 0 | 0 | 0 | 0 | 0 | 0 | 0 | 0 | 0 | 0 | 0 | 0 | 0 | 0 | 0 | 0 | 0 | 0 | 0 | 0 | 0 | 0 | 0 | 0 | 0 | 0 | 0 | 0 | 0 | 0 | 0 | 0 | 0 | 0 | 0 | 0 | 0 | 0 | 0 | 0 | 0 | 0 | 0 | 0 | 0 | 0 | 0 | 0 | 0 | 0 | 0 | 0 | 0 | 0 | 0 | 0 | 0 | 0 | 0 | 0 | 0 | 0 | 0 | 0 | 0 | 0 | 0 | 0 | 0 | 0 | 0 | 0 | 0 | 0 | 0 | 0 | 0 | 0 | 0 | 0 | 0 | 0 | 0 | 0 | 0 | 0 | 0 | 0 | 0 | 0 | 0 | 0 | 0 | 0 | 0 | 0 | 0 | 0 | 0 | 0 | 0 | 0 | 0 | 0 | 0 | 0 | 0 | 0 | 0 | 0 | 0 | 0 | 0 | 0 | 0 | 0 | 0 | 0 | 0 | 0 | 0 | 0 | 0 | 0 | 0 | 0 | 0 | 0 | 0 | 0 | 0 | 0 | 0 | 0 | 0 | 0 | 0 | 0 | 0 | 0 | 0 | 0 | 0 | 0 | 0 | 0 | 0 | 0 | 0 | 0 | 0 | 0 | 0 | 0 | 0 | 0 | 0 | 0 | 0 | 0 | 0 | 0 | 0 | 0 | 0 | 0 | 0.19168 | 0.063871
304 |  | Final Superheat, F | 412.5652 | 474.3859 | 378.7578 | 381.3815 | 390.3793 | 398.03 | 410.6237 | 413.5106 | 396.1021 | 396.0544 | 398.8717 | 403.3402 | 410.6448 | 413.5072 | 419.6533 | 426.3635 | 509.4686 | 509.0992 | 510.3911 | 510.4469 | 511.4992 | 511.8739 | 512.7849 | 518.6914 | 453.8012 | 454.2772 | 462.4139 | 471.7926 | 467.6116 | 476.9521 | 474.0541 | 477.4756 | 474.4368 | 479.0504 | 475.533 | 478.327 | 484.4241 | 500.8939 | 498.9013 | 500.0218 | 501.3826 | 504.5116 | 505.2253 | 506.6644 | 510.0091 | 527.2049 | 525.3469 | 526.4282 | 527.6302 | 530.1529 | 530.8112 | 531.9896 | 534.5109 | 540.5355 | 540.5576 | 540.5519 | 540.5411 | 540.5242 | 540.4959 | 540.511 | 540.4649 | 539.4515 | 539.3878 | 539.4407 | 539.4893 | 539.4202 | 539.6144 | 539.5091 | 539.6413 | 539.5289 | 539.7005 | 539.5783 | 539.6796 | 539.8821 | 540.3611 | 540.3078 | 540.3386 | 540.3748 | 540.4588 | 540.4768 | 540.515 | 540.5962 | 540.9623 | 540.9272 | 540.9472 | 540.9711 | 541.0179 | 541.0296 | 541.0503 | 541.0946 | 541.2454 | 541.2542 | 541.2494 | 541.2422 | 541.2344 | 541.2222 | 541.2253 | 541.2047 | 458.6355 | 459.5796 | 467.9474 | 471.1907 | 469.3113 | 473.7168 | 470.7923 | 474.2446 | 471.1799 | 475.8325 | 472.2838 | 475.1037 | 481.2577 | 497.8615 | 495.8527 | 496.9822 | 498.3534 | 501.5077 | 502.2266 | 503.6774 | 507.0476 | 524.3683 | 522.4981 | 523.5862 | 524.7974 | 527.3368 | 527.9999 | 529.1863 | 531.7245 | 537.8476 | 537.881 | 537.8719 | 537.8555 | 537.8278 | 537.784 | 537.8065 | 537.7345 | 536.1125 | 536.0105 | 536.0954 | 536.173 | 536.0623 | 536.3741 | 536.2042 | 536.4166 | 536.2367 | 536.512 | 536.3158 | 536.4779 | 536.8014 | 537.5682 | 537.4822 | 537.5315 | 537.5914 | 537.723 | 537.7525 | 537.8125 | 537.9449 | 538.5263 | 538.4696 | 538.5022 | 538.5391 | 538.6142 | 538.6334 | 538.6675 | 538.738 | 538.9756 | 538.9911 | 538.9834 | 538.9745 | 538.9592 | 538.9403 | 538.9468 | 538.913 | 190.348 | 405.3479
305 | HRH Steam Terminal Desuperheating Flow - (each HRSG) | Flow, lb/h | 0 | 0 | 0 | 0 | 0 | 0 | 0 | 0 | 0 | 0 | 0 | 0 | 0 | 0 | 0 | 0 | 0 | 0 | 0 | 0 | 0 | 0 | 0 | 0 | 0 | 0 | 0 | 0 | 0 | 0 | 0 | 0 | 0 | 0 | 0 | 0 | 0 | 0 | 0 | 0 | 0 | 0 | 0 | 0 | 0 | 0 | 0 | 0 | 0 | 0 | 0 | 0 | 0 | 0 | 0 | 0 | 0 | 0 | 0 | 0 | 0 | 0 | 0 | 0 | 0 | 0 | 0 | 0 | 0 | 0 | 0 | 0 | 0 | 0 | 0 | 0 | 0 | 0 | 0 | 0 | 0 | 0 | 0 | 0 | 0 | 0 | 0 | 0 | 0 | 0 | 0 | 0 | 0 | 0 | 0 | 0 | 0 | 0 | 0 | 0 | 0 | 0 | 0 | 0 | 0 | 0 | 0 | 0 | 0 | 0 | 0 | 0 | 0 | 0 | 0 | 0 | 0 | 0 | 0 | 0 | 0 | 0 | 0 | 0 | 0 | 0 | 0 | 0 | 0 | 0 | 0 | 0 | 0 | 0 | 0 | 0 | 0 | 0 | 0 | 0 | 0 | 0 | 0 | 0 | 0 | 0 | 0 | 0 | 0 | 0 | 0 | 0 | 0 | 0 | 0 | 0 | 0 | 0 | 0 | 0 | 0 | 0 | 0 | 0 | 0 | 0 | 0 | 0 | 0 | 0 | 0 | 0 | 74305.4137 | 22263.0593
306 | (from IP Feedwater) | Temperature, F | 333.5905 | 323.3736 | 333.3196 | 333.4372 | 333.4438 | 333.5967 | 333.3688 | 333.3526 | 328.312 | 329.5335 | 331.2144 | 332.2089 | 333.3715 | 333.3526 | 333.0486 | 329.776 | 286.1893 | 229.9185 | 229.9185 | 229.9185 | 285.9868 | 286.2568 | 287.0224 | 284.8449 | 324.7707 | 324.8406 | 324.1575 | 323.3476 | 324.2368 | 321.8554 | 323.3367 | 321.5111 | 323.1275 | 320.7535 | 322.5985 | 321.4101 | 318.4727 | 307.1557 | 308.5281 | 307.9436 | 307.6457 | 307.2666 | 307.1386 | 306.739 | 305.6927 | 295.5582 | 296.5608 | 295.1271 | 294.8196 | 295.0651 | 295.0133 | 294.8097 | 294.1887 | 288.392 | 288.455 | 288.8721 | 288.6354 | 290.271 | 290.6856 | 291.2115 | 292.3835 | 296.8261 | 296.4038 | 294.2031 | 292.0426 | 292.4496 | 291.9501 | 292.9797 | 291.8422 | 293.0122 | 291.4871 | 292.9867 | 292.3943 | 290.5745 | 283.2363 | 283.0338 | 282.1413 | 280.1604 | 280.4927 | 280.7852 | 280.8018 | 280.5291 | 270.6044 | 270.7758 | 272.0214 | 270.2678 | 270.203 | 270.484 | 270.892 | 270.9732 | 269.5658 | 267.611 | 267.0717 | 267.0255 | 267.9611 | 268.4608 | 269.5797 | 271.1406 | 324.7714 | 324.8451 | 324.1641 | 323.3514 | 324.2415 | 321.8607 | 323.3433 | 321.5167 | 323.1324 | 320.76 | 322.6051 | 321.417 | 318.4797 | 307.1563 | 308.5309 | 307.9393 | 307.648 | 307.272 | 307.1433 | 306.7437 | 305.7008 | 295.5594 | 296.5622 | 295.1299 | 294.8279 | 295.0734 | 295.0147 | 294.8176 | 294.197 | 288.3934 | 288.4588 | 288.8762 | 288.6411 | 290.2784 | 290.6798 | 291.2191 | 292.3903 | 296.8268 | 296.4155 | 294.2073 | 292.0413 | 292.4622 | 291.9582 | 292.9887 | 291.8512 | 293.0202 | 291.4968 | 292.9966 | 292.4114 | 290.5846 | 283.2444 | 283.0401 | 282.1476 | 280.1669 | 280.5028 | 280.7949 | 280.8106 | 280.5395 | 270.6172 | 270.7828 | 272.0332 | 270.2759 | 270.2147 | 270.4955 | 270.9043 | 270.984 | 269.5676 | 267.6106 | 267.0789 | 267.0217 | 267.9683 | 268.4615 | 269.5842 | 271.144 | 294.6945 | 294.6907
307 |  | % of inlet steam | 0 | 0 | 0 | 0 | 0 | 0 | 0 | 0 | 0 | 0 | 0 | 0 | 0 | 0 | 0 | 0 | 0 | 0 | 0 | 0 | 0 | 0 | 0 | 0 | 0 | 0 | 0 | 0 | 0 | 0 | 0 | 0 | 0 | 0 | 0 | 0 | 0 | 0 | 0 | 0 | 0 | 0 | 0 | 0 | 0 | 0 | 0 | 0 | 0 | 0 | 0 | 0 | 0 | 0 | 0 | 0 | 0 | 0 | 0 | 0 | 0 | 0 | 0 | 0 | 0 | 0 | 0 | 0 | 0 | 0 | 0 | 0 | 0 | 0 | 0 | 0 | 0 | 0 | 0 | 0 | 0 | 0 | 0 | 0 | 0 | 0 | 0 | 0 | 0 | 0 | 0 | 0 | 0 | 0 | 0 | 0 | 0 | 0 | 0 | 0 | 0 | 0 | 0 | 0 | 0 | 0 | 0 | 0 | 0 | 0 | 0 | 0 | 0 | 0 | 0 | 0 | 0 | 0 | 0 | 0 | 0 | 0 | 0 | 0 | 0 | 0 | 0 | 0 | 0 | 0 | 0 | 0 | 0 | 0 | 0 | 0 | 0 | 0 | 0 | 0 | 0 | 0 | 0 | 0 | 0 | 0 | 0 | 0 | 0 | 0 | 0 | 0 | 0 | 0 | 0 | 0 | 0 | 0 | 0 | 0 | 0 | 0 | 0 | 0 | 0 | 0 | 0 | 0 | 0 | 0 | 0 | 0 | 0.14935 | 0.044767
308 |  | Final Superheat, F | 597.4175 | 630.3362 | 562.9585 | 566.8769 | 575.4082 | 584.1661 | 596.392 | 597.6279 | 574.0193 | 576.0378 | 580.545 | 587.3549 | 596.4016 | 597.6259 | 598.2109 | 602.9606 | 663.7151 | 663.871 | 664.7789 | 664.3939 | 664.2472 | 664.4813 | 665.0809 | 669.3536 | 602.6029 | 605.2509 | 612.9185 | 622.2467 | 620.1254 | 631.9091 | 629.0188 | 634.0189 | 630.5726 | 635.8487 | 633.5199 | 635.0778 | 639.6295 | 652.2181 | 650.6501 | 651.4407 | 652.4093 | 654.7388 | 655.2697 | 656.2123 | 658.6031 | 672.3196 | 670.8645 | 671.6957 | 672.6213 | 674.5793 | 675.1136 | 675.8885 | 677.6444 | 686.5859 | 685.9044 | 685.6978 | 685.2776 | 684.6521 | 685.5017 | 684.128 | 684.6939 | 683.1076 | 685.0447 | 689.3768 | 694.559 | 693.3298 | 696.3406 | 694.483 | 696.7044 | 694.7568 | 697.5499 | 695.4701 | 696.8961 | 700.9202 | 711.972 | 710.6328 | 711.3087 | 712.1273 | 714.1068 | 714.5593 | 715.3724 | 717.4103 | 729.0801 | 727.837 | 728.5581 | 729.3416 | 731.0002 | 731.4505 | 732.1178 | 733.6208 | 741.2479 | 741.8358 | 741.6828 | 741.4157 | 740.992 | 740.281 | 740.6721 | 739.5761 | 570.8122 | 572.5733 | 578.8993 | 584.5671 | 583.0245 | 592.2203 | 588.9269 | 594.0697 | 590.2853 | 598.2296 | 593.2231 | 600.2078 | 604.6153 | 617.1673 | 615.1624 | 616.8539 | 619.0115 | 623.1854 | 624.1444 | 627.2111 | 632.7283 | 647.7532 | 645.7633 | 646.7868 | 648.1433 | 650.9423 | 651.5343 | 653.9227 | 658.381 | 656.5642 | 655.6374 | 655.3636 | 654.862 | 653.9612 | 654.6251 | 653.2281 | 653.0247 | 646.051 | 647.1887 | 651.1653 | 655.9378 | 654.7559 | 663.0338 | 660.2459 | 664.7756 | 661.5196 | 668.7277 | 664.2634 | 670.9237 | 674.4355 | 684.1456 | 682.6289 | 684.1112 | 686.0714 | 689.6164 | 690.4348 | 693.2689 | 698.1957 | 709.7657 | 708.1144 | 708.8787 | 710.0793 | 712.5007 | 712.9755 | 715.2329 | 719.3916 | 715.1045 | 714.0553 | 713.8343 | 713.3967 | 712.6141 | 713.4685 | 711.9603 | 712.0467 | 328.8598 | 543.8569
309
310 | Steam Turbine Generator
311
312 | STG Throttle Steam | Flow, lb/h | 2017-06-02: 2136815.4641; 2017-06-02: 1403179.5093; 2017-06-02: 2167715.2154; 2017-06-02: 2164738.1788; 2017-06-02: 2155254.6782; 2017-06-02: 2147325.9669; 2017-06-02: 2134555.1068; 2017-06-02: 2131739.9778; 2017-06-02: 1901631.1575; 2017-06-02: 1951225.683; 2017-06-02: 2033882.6963; 2017-06-02: 2072227.0234; 2017-06-02: 2134704.3158; 2017-06-02: 2131773.3117; 2017-06-02: 2111459.4614; 2017-06-02: 2011446.5864; 2017-06-02: 1055996.4021; 2017-06-02: 1059212.3318; 2017-06-02: 1048332.7748; 2017-06-02: 1047744.6692; 2017-06-02: 1038579.4282; 2017-06-02: 1035430.96; 2017-06-02: 1027829.2386; 2017-06-02: 979662.5161; 2017-06-02: 1414636.0606; 2017-06-02: 1433359.4067; 2017-06-02: 1417851.9903; 2017-06-02: 1403913.6493; 2017-06-02: 1425300.5344; 2017-06-02: 1375969.5056; 2017-06-02: 1406792.2715; 2017-06-02: 1370544.8068; 2017-06-02: 1402589.0227; 2017-06-02: 1354217.5347; 2017-06-02: 1391095.1692; 2017-06-02: 1361631.1575; 2017-06-02: 1299201.485; 2017-06-02: 1143024.9211; 2017-06-02: 1161081.5887; 2017-06-02: 1150906.0125; 2017-06-02: 1138583.5729; 2017-06-02: 1110757.6853; 2017-06-02: 1104529.004; 2017-06-02: 1091912.1149; 2017-06-02: 1063098.1146; 2017-06-02: 925144.8879; 2017-06-02: 939321.3284; 2017-06-02: 931043.4046; 2017-06-02: 921878.1636; 2017-06-02: 902965.1317; 2017-06-02: 898042.029; 2017-06-02: 889325.2086; 2017-06-02: 870893.1374; 2017-06-02: 803160.9905; 2017-06-02: 797593.432; 2017-06-02: 799118.8557; 2017-06-02: 801850.6499; 2017-06-02: 806443.5881; 2017-06-02: 813671.4933; 2017-06-02: 809945.2371; 2017-06-02: 821766.8742; 2017-06-02: 722118.6882; 2017-06-02: 731184.8004; 2017-06-02: 723607.9208; 2017-06-02: 716669.1476; 2017-06-02: 726600.3545; 2017-06-02: 698329.9353; 2017-06-02: 713860.606; 2017-06-02: 694423.6759; 2017-06-02: 710903.0935; 2017-06-02: 685529.8683; 2017-06-02: 703685.9027; 2017-06-02: 688711.7498; 2017-06-02: 657971.4457; 2017-06-02: 579631.2545; 2017-06-02: 588865.2269; 2017-06-02: 583585.6893; 2017-06-02: 577094.8606; 2017-06-02: 562638.0977; 2017-06-02: 559371.6115; 2017-06-02: 552697.7636; 2017-06-02: 537584.878; 2017-06-02: 466023.854; 2017-06-02: 473424.6195; 2017-06-02: 469178.116; 2017-06-02: 464309.9349; 2017-06-02: 454355.4736; 2017-06-02: 451781.5394; 2017-06-02: 447162.0134; 2017-06-02: 437387.8728; 2017-06-02: 403163.6978; 2017-06-02: 401035.8031; 2017-06-02: 401811.8485; 2017-06-02: 403238.7785; 2017-06-02: 405594.5343; 2017-06-02: 408370.6944; 2017-06-02: 407424.6459; 2017-06-02: 412428.4643
313 |  | Pressure, psia | 2017-06-02: 2484.9389; 2017-06-02: 1671.9879; 2017-06-02: 2479.996; 2017-06-02: 2479.9859; 2017-06-02: 2479.996; 2017-06-02: 2479.9888; 2017-06-02: 2480.0004; 2017-06-02: 2480.0207; 2017-06-02: 2190.6095; 2017-06-02: 2248.5666; 2017-06-02: 2348.2205; 2017-06-02: 2398.2121; 2017-06-02: 2480.0105; 2017-06-02: 2480.0337; 2017-06-02: 2463.4037; 2017-06-02: 2352.2062; 2017-06-02: 1265.4269; 2017-06-02: 1269.0193; 2017-06-02: 1256.2905; 2017-06-02: 1255.7278; 2017-06-02: 1245.3733; 2017-06-02: 1241.7024; 2017-06-02: 1232.7963; 2017-06-02: 1176.279; 2017-06-02: 1671.6702; 2017-06-02: 1694.5833; 2017-06-02: 1681.6068; 2017-06-02: 1671.2192; 2017-06-02: 1694.2454; 2017-06-02: 1640.6539; 2017-06-02: 1676.0692; 2017-06-02: 1634.3216; 2017-06-02: 1671.3337; 2017-06-02: 1615.4275; 2017-06-02: 1657.9381; 2017-06-02: 1624.0572; 2017-06-02: 1551.8923; 2017-06-02: 1369.9501; 2017-06-02: 1391.0511; 2017-06-02: 1379.1529; 2017-06-02: 1364.8197; 2017-06-02: 1332.2855; 2017-06-02: 1324.9459; 2017-06-02: 1310.2515; 2017-06-02: 1276.5963; 2017-06-02: 1113.9113; 2017-06-02: 1130.6654; 2017-06-02: 1120.8956; 2017-06-02: 1110.0971; 2017-06-02: 1087.7106; 2017-06-02: 1081.9159; 2017-06-02: 1071.6269; 2017-06-02: 1049.8532; 2017-06-02: 1000; 2017-06-02: 1000; 2017-06-02: 1000; 2017-06-02: 1000; 2017-06-02: 1000; 2017-06-02: 1000; 2017-06-02: 1000; 2017-06-02: 1000; 2017-06-02: 1000; 2017-06-02: 1000; 2017-06-02: 1000; 2017-06-02: 1000; 2017-06-02: 1000; 2017-06-02: 1000; 2017-06-02: 1000; 2017-06-02: 1000; 2017-06-02: 1000; 2017-06-02: 1000; 2017-06-02: 1000; 2017-06-02: 1000; 2017-06-02: 1000; 2017-06-02: 1000; 2017-06-02: 1000; 2017-06-02: 1000; 2017-06-02: 1000; 2017-06-02: 1000; 2017-06-02: 1000; 2017-06-02: 1000; 2017-06-02: 1000; 2017-06-02: 1000; 2017-06-02: 1000; 2017-06-02: 1000; 2017-06-02: 1000; 2017-06-02: 1000; 2017-06-02: 1000; 2017-06-02: 1000; 2017-06-02: 1000; 2017-06-02: 1000; 2017-06-02: 1000; 2017-06-02: 1000; 2017-06-02: 1000; 2017-06-02: 1000; 2017-06-02: 1000; 2017-06-02: 1000; 2017-06-02: 1000
314 |  | Temperature, F | 2017-06-02: 1079.1712; 2017-06-02: 1085; 2017-06-02: 1044.9554; 2017-06-02: 1047.5877; 2017-06-02: 1056.618; 2017-06-02: 1064.2953; 2017-06-02: 1076.9319; 2017-06-02: 1079.8288; 2017-06-02: 1044.3412; 2017-06-02: 1048.0537; 2017-06-02: 1057.1641; 2017-06-02: 1064.7178; 2017-06-02: 1076.9535; 2017-06-02: 1079.8266; 2017-06-02: 1085.0061; 2017-06-02: 1084.9939; 2017-06-02: 1085.0002; 2017-06-02: 1084.9955; 2017-06-02: 1085.0013; 2017-06-02: 1085.0004; 2017-06-02: 1085; 2017-06-02: 1085.0007; 2017-06-02: 1085.0002; 2017-06-02: 1085.0002; 2017-06-02: 1064.3358; 2017-06-02: 1066.6708; 2017-06-02: 1073.779; 2017-06-02: 1082.3374; 2017-06-02: 1080.0127; 2017-06-02: 1084.9998; 2017-06-02: 1084.9998; 2017-06-02: 1085; 2017-06-02: 1084.9982; 2017-06-02: 1085.0025; 2017-06-02: 1085.0013; 2017-06-02: 1084.9998; 2017-06-02: 1084.9914; 2017-06-02: 1084.9996; 2017-06-02: 1084.9996; 2017-06-02: 1084.9996; 2017-06-02: 1085.0002; 2017-06-02: 1084.9998; 2017-06-02: 1084.9995; 2017-06-02: 1084.9995; 2017-06-02: 1085.0005; 2017-06-02: 1085.0002; 2017-06-02: 1084.9995; 2017-06-02: 1085.0002; 2017-06-02: 1084.9995; 2017-06-02: 1085.0002; 2017-06-02: 1084.9995; 2017-06-02: 1084.9996; 2017-06-02: 1084.9998; 2017-06-02: 1084.9993; 2017-06-02: 1085.0005; 2017-06-02: 1085.0005; 2017-06-02: 1084.9998; 2017-06-02: 1085.0005; 2017-06-02: 1084.9996; 2017-06-02: 1085.0005; 2017-06-02: 1084.9996; 2017-06-02: 1085; 2017-06-02: 1084.9998; 2017-06-02: 1084.9996; 2017-06-02: 1085; 2017-06-02: 1085; 2017-06-02: 1084.9998; 2017-06-02: 1085.0005; 2017-06-02: 1085; 2017-06-02: 1085; 2017-06-02: 1084.9998; 2017-06-02: 1085; 2017-06-02: 1085; 2017-06-02: 1085.0005; 2017-06-02: 1084.9998; 2017-06-02: 1085.0005; 2017-06-02: 1085.0005; 2017-06-02: 1084.9991; 2017-06-02: 1085.0005; 2017-06-02: 1085; 2017-06-02: 1085.0007; 2017-06-02: 1084.9984; 2017-06-02: 1085; 2017-06-02: 1085.0005; 2017-06-02: 1085; 2017-06-02: 1085.0005; 2017-06-02: 1085.0005; 2017-06-02: 1085; 2017-06-02: 1084.9996; 2017-06-02: 1084.9991; 2017-06-02: 1085.0005; 2017-06-02: 1085.0009; 2017-06-02: 1084.9996; 2017-06-02: 1084.9982; 2017-06-02: 1085.0005; 2017-06-02: 1085; 2017-06-02: 1084.9989; 2017-06-02: 1084.9996
315 |  | Enthalpy, Btu/lb | 2017-06-02: 1511.357; 2017-06-02: 1537.1139; 2017-06-02: 1489.0768; 2017-06-02: 1490.8167; 2017-06-02: 1496.7642; 2017-06-02: 1501.7981; 2017-06-02: 1510.0397; 2017-06-02: 1511.9215; 2017-06-02: 1497.3661; 2017-06-02: 1498.0312; 2017-06-02: 1500.986; 2017-06-02: 1504.4344; 2017-06-02: 1510.0539; 2017-06-02: 1511.9197; 2017-06-02: 1515.7379; 2017-06-02: 1518.7907; 2017-06-02: 1547.7321; 2017-06-02: 1547.6367; 2017-06-02: 1547.9686; 2017-06-02: 1547.9823; 2017-06-02: 1548.2493; 2017-06-02: 1548.3443; 2017-06-02: 1548.5735; 2017-06-02: 1550.0275; 2017-06-02: 1524.6652; 2017-06-02: 1525.4472; 2017-06-02: 1530.0968; 2017-06-02: 1535.5327; 2017-06-02: 1533.5185; 2017-06-02: 1537.9411; 2017-06-02: 1537.0065; 2017-06-02: 1538.1079; 2017-06-02: 1537.1303; 2017-06-02: 1538.6075; 2017-06-02: 1537.4858; 2017-06-02: 1538.3783; 2017-06-02: 1540.2708; 2017-06-02: 1545.0253; 2017-06-02: 1544.4772; 2017-06-02: 1544.7863; 2017-06-02: 1545.1586; 2017-06-02: 1546.0025; 2017-06-02: 1546.1926; 2017-06-02: 1546.5731; 2017-06-02: 1547.4436; 2017-06-02: 1551.6263; 2017-06-02: 1551.1973; 2017-06-02: 1551.4479; 2017-06-02: 1551.7239; 2017-06-02: 1552.2966; 2017-06-02: 1552.444; 2017-06-02: 1552.7072; 2017-06-02: 1553.2626; 2017-06-02: 1554.5322; 2017-06-02: 1554.5326; 2017-06-02: 1554.5326; 2017-06-02: 1554.5322; 2017-06-02: 1554.5326; 2017-06-02: 1554.5322; 2017-06-02: 1554.5326; 2017-06-02: 1554.5322; 2017-06-02: 1554.5326; 2017-06-02: 1554.5322; 2017-06-02: 1554.5322; 2017-06-02: 1554.5326; 2017-06-02: 1554.5326; 2017-06-02: 1554.5322; 2017-06-02: 1554.5326; 2017-06-02: 1554.5326; 2017-06-02: 1554.5326; 2017-06-02: 1554.5322; 2017-06-02: 1554.5326; 2017-06-02: 1554.5326; 2017-06-02: 1554.5326; 2017-06-02: 1554.5322; 2017-06-02: 1554.5326; 2017-06-02: 1554.5326; 2017-06-02: 1554.5317; 2017-06-02: 1554.5326; 2017-06-02: 1554.5326; 2017-06-02: 1554.533; 2017-06-02: 1554.5317; 2017-06-02: 1554.5326; 2017-06-02: 1554.5326; 2017-06-02: 1554.5326; 2017-06-02: 1554.5326; 2017-06-02: 1554.5326; 2017-06-02: 1554.5326; 2017-06-02: 1554.5322; 2017-06-02: 1554.5317; 2017-06-02: 1554.5326; 2017-06-02: 1554.533; 2017-06-02: 1554.5322; 2017-06-02: 1554.5313; 2017-06-02: 1554.5326; 2017-06-02: 1554.5326; 2017-06-02: 1554.5317; 2017-06-02: 1554.5322
316
317 | Total CRH Steam | Flow, lb/h | 2017-06-02: 2082898.6402; 2017-06-02: 1367062.2057; 2017-06-02: 2112788.8499; 2017-06-02: 2109876.8938; 2017-06-02: 2100715.6211; 2017-06-02: 2093032.1522; 2017-06-02: 2080687.4901; 2017-06-02: 2077951.7275; 2017-06-02: 1853239.8279; 2017-06-02: 1901599.4109; 2017-06-02: 1982311.1519; 2017-06-02: 2019768.9554; 2017-06-02: 2080836.6991; 2017-06-02: 2077985.0615; 2017-06-02: 2058160.1086; 2017-06-02: 1960642.5157; 2017-06-02: 1028237.1823; 2017-06-02: 1031422.1591; 2017-06-02: 1020830.7025; 2017-06-02: 1020217.9933; 2017-06-02: 1011197.1992; 2017-06-02: 1008129.6848; 2017-06-02: 1000723.9987; 2017-06-02: 953828.7271; 2017-06-02: 1378060.0187; 2017-06-02: 1396323.0392; 2017-06-02: 1381261.6625; 2017-06-02: 1367739.2017; 2017-06-02: 1388571.3152; 2017-06-02: 1340549.0397; 2017-06-02: 1370585.2837; 2017-06-02: 1335270.3751; 2017-06-02: 1366492.3544; 2017-06-02: 1319342.3164; 2017-06-02: 1355300.8871; 2017-06-02: 1326536.8878; 2017-06-02: 1265718.3548; 2017-06-02: 1113620.4342; 2017-06-02: 1131200.903; 2017-06-02: 1121285.6488; 2017-06-02: 1109276.7068; 2017-06-02: 1082171.4669; 2017-06-02: 1076106.2805; 2017-06-02: 1063802.8889; 2017-06-02: 1035723.0286; 2017-06-02: 901427.803; 2017-06-02: 915231.221; 2017-06-02: 907169.9677; 2017-06-02: 898243.6198; 2017-06-02: 879826.6283; 2017-06-02: 875032.893; 2017-06-02: 866534.3304; 2017-06-02: 848568.1405; 2017-06-02: 782712.9314; 2017-06-02: 777289.6612; 2017-06-02: 778776.7509; 2017-06-02: 781438.3058; 2017-06-02: 785915.5276; 2017-06-02: 792960.5725; 2017-06-02: 789329.0005; 2017-06-02: 800854.6006; 2017-06-02: 702908.9843; 2017-06-02: 711737.3146; 2017-06-02: 704368.4545; 2017-06-02: 697620.9545; 2017-06-02: 707285.1726; 2017-06-02: 679742.9408; 2017-06-02: 694862.017; 2017-06-02: 675933.3498; 2017-06-02: 691978.2359; 2017-06-02: 667260.181; 2017-06-02: 684943.35; 2017-06-02: 670342.3782; 2017-06-02: 640430.8189; 2017-06-02: 564205.8237; 2017-06-02: 573191.2203; 2017-06-02: 568048.9074; 2017-06-02: 561726.1768; 2017-06-02: 547648.7857; 2017-06-02: 544468.6502; 2017-06-02: 537964.0117; 2017-06-02: 523244.387; 2017-06-02: 453604.508; 2017-06-02: 460807.6509; 2017-06-02: 456675.0384; 2017-06-02: 451934.796; 2017-06-02: 442244.1489; 2017-06-02: 439739.2635; 2017-06-02: 435238.1523; 2017-06-02: 425715.8415; 2017-06-02: 392459.8582; 2017-06-02: 390395.6154; 2017-06-02: 391150.9462; 2017-06-02: 392539.939; 2017-06-02: 394833.789; 2017-06-02: 397528.4397; 2017-06-02: 396616.995; 2017-06-02: 401481.5252
318 | CRH Steam to Steam Seals | Flow, lb/h | 2017-06-02: 0; 2017-06-02: 0; 2017-06-02: 0; 2017-06-02: 0; 2017-06-02: 0; 2017-06-02: 0; 2017-06-02: 0; 2017-06-02: 0; 2017-06-02: 0; 2017-06-02: 0; 2017-06-02: 0; 2017-06-02: 0; 2017-06-02: 0; 2017-06-02: 0; 2017-06-02: 0; 2017-06-02: 0; 2017-06-02: 444.4739; 2017-06-02: 452.0032; 2017-06-02: 473.7564; 2017-06-02: 465.1797; 2017-06-02: 455.3706; 2017-06-02: 454.4732; 2017-06-02: 456.4609; 2017-06-02: 551.294; 2017-06-02: 0; 2017-06-02: 0; 2017-06-02: 0; 2017-06-02: 0; 2017-06-02: 0; 2017-06-02: 0; 2017-06-02: 0; 2017-06-02: 0; 2017-06-02: 0; 2017-06-02: 0; 2017-06-02: 0; 2017-06-02: 0; 2017-06-02: 0; 2017-06-02: 0; 2017-06-02: 0; 2017-06-02: 0; 2017-06-02: 0; 2017-06-02: 16.6343; 2017-06-02: 29.2173; 2017-06-02: 53.3335; 2017-06-02: 113.5103; 2017-06-02: 467.8437; 2017-06-02: 432.8052; 2017-06-02: 459.7568; 2017-06-02: 479.3089; 2017-06-02: 513.3594; 2017-06-02: 523.4649; 2017-06-02: 539.3562; 2017-06-02: 575.9414; 2017-06-02: 768.641; 2017-06-02: 778.8745; 2017-06-02: 773.365; 2017-06-02: 769.776; 2017-06-02: 750.8791; 2017-06-02: 735.1101; 2017-06-02: 738.3775; 2017-06-02: 709.8985; 2017-06-02: 967.479; 2017-06-02: 951.7747; 2017-06-02: 976.2267; 2017-06-02: 999.1581; 2017-06-02: 977.2236; 2017-06-02: 1029.4023; 2017-06-02: 995.2041; 2017-06-02: 1035.831; 2017-06-02: 999.7454; 2017-06-02: 1050.9971; 2017-06-02: 1011.8202; 2017-06-02: 1037.5548; 2017-06-02: 1107.9457; 2017-06-02: 1295.3855; 2017-06-02: 1276.8487; 2017-06-02: 1289.1481; 2017-06-02: 1306.5857; 2017-06-02: 1333.4426; 2017-06-02: 1338.9482; 2017-06-02: 1350.223; 2017-06-02: 1378.8704; 2017-06-02: 1553.1655; 2017-06-02: 1537.7478; 2017-06-02: 1543.409; 2017-06-02: 1557.1552; 2017-06-02: 1577.0373; 2017-06-02: 1581.6723; 2017-06-02: 1588.5844; 2017-06-02: 1605.8926; 2017-06-02: 1692.9481; 2017-06-02: 1703.5332; 2017-06-02: 1703.1404; 2017-06-02: 1700.4181; 2017-06-02: 1693.7735; 2017-06-02: 1685.1242; 2017-06-02: 1686.6734; 2017-06-02: 1671.2406
319 | Cold Reheat Flow at STG Terminal Point | Flow, lb/h | 2017-06-02: 2082898.6402; 2017-06-02: 1367062.2057; 2017-06-02: 2112788.8499; 2017-06-02: 2109876.8938; 2017-06-02: 2100715.6211; 2017-06-02: 2093032.1522; 2017-06-02: 2080687.4901; 2017-06-02: 2077951.7275; 2017-06-02: 1853239.8279; 2017-06-02: 1901599.4109; 2017-06-02: 1982311.1519; 2017-06-02: 2019768.9554; 2017-06-02: 2080836.6991; 2017-06-02: 2077985.0615; 2017-06-02: 2058160.1086; 2017-06-02: 1960642.5157; 2017-06-02: 1027792.73; 2017-06-02: 1030969.7702; 2017-06-02: 1020356.8846; 2017-06-02: 1019752.9057; 2017-06-02: 1010741.6357; 2017-06-02: 1007674.9149; 2017-06-02: 1000267.6414; 2017-06-02: 953277.1301; 2017-06-02: 1378060.0187; 2017-06-02: 1396323.0392; 2017-06-02: 1381261.6625; 2017-06-02: 1367739.2017; 2017-06-02: 1388571.3152; 2017-06-02: 1340549.0397; 2017-06-02: 1370585.2837; 2017-06-02: 1335270.3751; 2017-06-02: 1366492.3544; 2017-06-02: 1319342.3164; 2017-06-02: 1355300.8871; 2017-06-02: 1326536.8878; 2017-06-02: 1265718.3548; 2017-06-02: 1113620.4342; 2017-06-02: 1131200.903; 2017-06-02: 1121285.6488; 2017-06-02: 1109276.7068; 2017-06-02: 1082154.7999; 2017-06-02: 1076076.9149; 2017-06-02: 1063748.9197; 2017-06-02: 1035609.5346; 2017-06-02: 900960.3344; 2017-06-02: 914798.6737; 2017-06-02: 906710.4358; 2017-06-02: 897764.2463; 2017-06-02: 879313.1272; 2017-06-02: 874509.8679; 2017-06-02: 865994.6384; 2017-06-02: 847991.9399; 2017-06-02: 781944.3465; 2017-06-02: 776510.7586; 2017-06-02: 778003.4039; 2017-06-02: 780668.5303; 2017-06-02: 785164.7207; 2017-06-02: 792225.4008; 2017-06-02: 788590.5748; 2017-06-02: 800145.0643; 2017-06-02: 701941.5069; 2017-06-02: 710785.5518; 2017-06-02: 703392.1674; 2017-06-02: 696621.7305; 2017-06-02: 706307.9331; 2017-06-02: 678713.5576; 2017-06-02: 693866.7613; 2017-06-02: 674897.5379; 2017-06-02: 690978.4564; 2017-06-02: 666209.21; 2017-06-02: 683931.5067; 2017-06-02: 669304.8202; 2017-06-02: 639322.8628; 2017-06-02: 562910.4041; 2017-06-02: 571914.293; 2017-06-02: 566759.7577; 2017-06-02: 560419.5665; 2017-06-02: 546315.4288; 2017-06-02: 543129.7377; 2017-06-02: 536613.7498; 2017-06-02: 521865.4738; 2017-06-02: 452051.3854; 2017-06-02: 459269.9254; 2017-06-02: 455131.5984; 2017-06-02: 450377.6257; 2017-06-02: 440667.137; 2017-06-02: 438157.5689; 2017-06-02: 433649.5529; 2017-06-02: 424109.9402; 2017-06-02: 390766.8918; 2017-06-02: 388692.014; 2017-06-02: 389447.7416; 2017-06-02: 390839.5915; 2017-06-02: 393139.9496; 2017-06-02: 395843.3306; 2017-06-02: 394930.2986; 2017-06-02: 399810.2259
320 | (After CRH to Steam Seals Split) | Pressure, psia | 2017-06-02: 653.4172; 2017-06-02: 464.737; 2017-06-02: 659.6871; 2017-06-02: 659.9435; 2017-06-02: 657.2016; 2017-06-02: 655.7796; 2017-06-02: 652.3313; 2017-06-02: 652.1386; 2017-06-02: 589.5425; 2017-06-02: 604.2809; 2017-06-02: 625.907; 2017-06-02: 636.3736; 2017-06-02: 652.3672; 2017-06-02: 652.1428; 2017-06-02: 648.5; 2017-06-02: 620.2665; 2017-06-02: 371.0589; 2017-06-02: 370.2859; 2017-06-02: 366.492; 2017-06-02: 367.6788; 2017-06-02: 367.884; 2017-06-02: 366.8878; 2017-06-02: 364.387; 2017-06-02: 347.6677; 2017-06-02: 470.0347; 2017-06-02: 475.6983; 2017-06-02: 470.5256; 2017-06-02: 465.7568; 2017-06-02: 472.3099; 2017-06-02: 456.1093; 2017-06-02: 465.8408; 2017-06-02: 454.1628; 2017-06-02: 464.3291; 2017-06-02: 449.75; 2017-06-02: 460.4989; 2017-06-02: 453.0991; 2017-06-02: 432.767; 2017-06-02: 380.2463; 2017-06-02: 386.5227; 2017-06-02: 383.3134; 2017-06-02: 379.4125; 2017-06-02: 370.1922; 2017-06-02: 368.1225; 2017-06-02: 364.3966; 2017-06-02: 355.1919; 2017-06-02: 306.4064; 2017-06-02: 311.3344; 2017-06-02: 308.5102; 2017-06-02: 305.381; 2017-06-02: 298.8532; 2017-06-02: 297.1017; 2017-06-02: 294.5049; 2017-06-02: 288.741; 2017-06-02: 261.5429; 2017-06-02: 259.5748; 2017-06-02: 260.0651; 2017-06-02: 260.9893; 2017-06-02: 262.4119; 2017-06-02: 264.7977; 2017-06-02: 263.5134; 2017-06-02: 267.246; 2017-06-02: 264.4913; 2017-06-02: 267.6824; 2017-06-02: 264.6843; 2017-06-02: 261.9121; 2017-06-02: 265.6417; 2017-06-02: 256.1442; 2017-06-02: 261.7763; 2017-06-02: 254.9576; 2017-06-02: 260.8703; 2017-06-02: 252.2283; 2017-06-02: 258.5643; 2017-06-02: 253.9374; 2017-06-02: 242.2944; 2017-06-02: 212.5283; 2017-06-02: 216.0034; 2017-06-02: 214.1965; 2017-06-02: 212.0066; 2017-06-02: 206.8682; 2017-06-02: 205.7038; 2017-06-02: 203.5444; 2017-06-02: 198.3459; 2017-06-02: 171.5202; 2017-06-02: 174.2576; 2017-06-02: 172.6699; 2017-06-02: 170.9413; 2017-06-02: 167.3276; 2017-06-02: 166.3635; 2017-06-02: 164.8653; 2017-06-02: 161.5771; 2017-06-02: 146.9908; 2017-06-02: 145.964; 2017-06-02: 146.2574; 2017-06-02: 146.774; 2017-06-02: 147.598; 2017-06-02: 148.8827; 2017-06-02: 148.2177; 2017-06-02: 150.2707
321 |  | Temperature, F | 2017-06-02: 694.9152; 2017-06-02: 719.9251; 2017-06-02: 669.794; 2017-06-02: 672.0418; 2017-06-02: 678.3903; 2017-06-02: 684.1387; 2017-06-02: 693.1881; 2017-06-02: 695.4969; 2017-06-02: 674.1282; 2017-06-02: 676.4232; 2017-06-02: 681.1758; 2017-06-02: 685.9103; 2017-06-02: 693.2199; 2017-06-02: 695.4931; 2017-06-02: 700.1537; 2017-06-02: 701.3341; 2017-06-02: 736.6743; 2017-06-02: 735.3729; 2017-06-02: 735.44; 2017-06-02: 736.3816; 2017-06-02: 738.7259; 2017-06-02: 738.817; 2017-06-02: 738.9824; 2017-06-02: 739.4364; 2017-06-02: 705.632; 2017-06-02: 706.984; 2017-06-02: 712.1851; 2017-06-02: 718.3859; 2017-06-02: 716.3409; 2017-06-02: 720.2179; 2017-06-02: 719.8763; 2017-06-02: 720.1641; 2017-06-02: 719.803; 2017-06-02: 720.795; 2017-06-02: 719.8549; 2017-06-02: 721.2506; 2017-06-02: 721.6844; 2017-06-02: 722.0037; 2017-06-02: 722.1049; 2017-06-02: 722.2672; 2017-06-02: 722.4406; 2017-06-02: 722.5889; 2017-06-02: 722.6289; 2017-06-02: 722.9989; 2017-06-02: 723.3895; 2017-06-02: 721.8808; 2017-06-02: 721.9956; 2017-06-02: 721.9702; 2017-06-02: 721.9321; 2017-06-02: 721.8135; 2017-06-02: 721.7253; 2017-06-02: 722.012; 2017-06-02: 722.3911; 2017-06-02: 717.2895; 2017-06-02: 716.9247; 2017-06-02: 716.9742; 2017-06-02: 717.1043; 2017-06-02: 717.1896; 2017-06-02: 717.4983; 2017-06-02: 717.2784; 2017-06-02: 717.6036; 2017-06-02: 743.3807; 2017-06-02: 743.5899; 2017-06-02: 743.1031; 2017-06-02: 742.6301; 2017-06-02: 743.0864; 2017-06-02: 742.863; 2017-06-02: 743.3728; 2017-06-02: 742.9534; 2017-06-02: 743.4333; 2017-06-02: 743.135; 2017-06-02: 743.4928; 2017-06-02: 743.7805; 2017-06-02: 742.3324; 2017-06-02: 738.3762; 2017-06-02: 738.8161; 2017-06-02: 738.7749; 2017-06-02: 738.7662; 2017-06-02: 738.4201; 2017-06-02: 738.3486; 2017-06-02: 738.4492; 2017-06-02: 738.3504; 2017-06-02: 735.0575; 2017-06-02: 735.3561; 2017-06-02: 735.1605; 2017-06-02: 735.0669; 2017-06-02: 734.761; 2017-06-02: 734.6412; 2017-06-02: 734.7904; 2017-06-02: 734.8986; 2017-06-02: 730.4016; 2017-06-02: 729.9012; 2017-06-02: 729.9536; 2017-06-02: 730.0008; 2017-06-02: 730.0256; 2017-06-02: 730.5795; 2017-06-02: 730.0269; 2017-06-02: 730.5946
322 |  | Enthalpy, Btu/lb | 2017-06-02: 1344.6738; 2017-06-02: 1370.1659; 2017-06-02: 1329.0792; 2017-06-02: 1330.4361; 2017-06-02: 1334.4859; 2017-06-02: 1338.0564; 2017-06-02: 1343.7112; 2017-06-02: 1345.1015; 2017-06-02: 1336.4524; 2017-06-02: 1336.8359; 2017-06-02: 1338.2413; 2017-06-02: 1340.387; 2017-06-02: 1343.7279; 2017-06-02: 1345.0989; 2017-06-02: 1348.0998; 2017-06-02: 1350.5366; 2017-06-02: 1384.2901; 2017-06-02: 1383.631; 2017-06-02: 1383.8632; 2017-06-02: 1384.3073; 2017-06-02: 1385.554; 2017-06-02: 1385.6542; 2017-06-02: 1385.8705; 2017-06-02: 1386.9659; 2017-06-02: 1361.9282; 2017-06-02: 1362.3555; 2017-06-02: 1365.5485; 2017-06-02: 1369.257; 2017-06-02: 1367.7575; 2017-06-02: 1370.8039; 2017-06-02: 1370.0778; 2017-06-02: 1370.8817; 2017-06-02: 1370.1208; 2017-06-02: 1371.472; 2017-06-02: 1370.3615; 2017-06-02: 1371.5391; 2017-06-02: 1372.8903; 2017-06-02: 1375.9075; 2017-06-02: 1375.6246; 2017-06-02: 1375.8851; 2017-06-02: 1376.1882; 2017-06-02: 1376.7626; 2017-06-02: 1376.8946; 2017-06-02: 1377.2927; 2017-06-02: 1377.993; 2017-06-02: 1379.775; 2017-06-02: 1379.5756; 2017-06-02: 1379.7114; 2017-06-02: 1379.8563; 2017-06-02: 1380.1379; 2017-06-02: 1380.1839; 2017-06-02: 1380.4715; 2017-06-02: 1380.9745; 2017-06-02: 1379.729; 2017-06-02: 1379.6422; 2017-06-02: 1379.6422; 2017-06-02: 1379.6616; 2017-06-02: 1379.631; 2017-06-02: 1379.6663; 2017-06-02: 1379.619; 2017-06-02: 1379.5919; 2017-06-02: 1393.2178; 2017-06-02: 1393.1692; 2017-06-02: 1393.063; 2017-06-02: 1392.953; 2017-06-02: 1393.0071; 2017-06-02: 1393.3597; 2017-06-02: 1393.3476; 2017-06-02: 1393.4654; 2017-06-02: 1393.4237; 2017-06-02: 1393.695; 2017-06-02: 1393.5686; 2017-06-02: 1393.947; 2017-06-02: 1393.7672; 2017-06-02: 1393.1886; 2017-06-02: 1393.2436; 2017-06-02: 1393.3115; 2017-06-02: 1393.4156; 2017-06-02: 1393.4908; 2017-06-02: 1393.5114; 2017-06-02: 1393.6701; 2017-06-02: 1393.8756; 2017-06-02: 1393.5123; 2017-06-02: 1393.5295; 2017-06-02: 1393.5084; 2017-06-02: 1393.5458; 2017-06-02: 1393.5682; 2017-06-02: 1393.5549; 2017-06-02: 1393.7049; 2017-06-02: 1393.9224; 2017-06-02: 1392.3567; 2017-06-02: 1392.1538; 2017-06-02: 1392.1658; 2017-06-02: 1392.1641; 2017-06-02: 1392.1353; 2017-06-02: 1392.3528; 2017-06-02: 1392.1052; 2017-06-02: 1392.2918
323 | HPT Efficiency (THV Inlet to CRH) |  | 2017-06-02: 0.93393; 2017-06-02: 0.93282; 2017-06-02: 0.93382; 2017-06-02: 0.93382; 2017-06-02: 0.93387; 2017-06-02: 0.93389; 2017-06-02: 0.93393; 2017-06-02: 0.93392; 2017-06-02: 0.93372; 2017-06-02: 0.93372; 2017-06-02: 0.9338; 2017-06-02: 0.93386; 2017-06-02: 0.93393; 2017-06-02: 0.93393; 2017-06-02: 0.9339; 2017-06-02: 0.9339; 2017-06-02: 0.93263; 2017-06-02: 0.93272; 2017-06-02: 0.93268; 2017-06-02: 0.93264; 2017-06-02: 0.93254; 2017-06-02: 0.93253; 2017-06-02: 0.93253; 2017-06-02: 0.93252; 2017-06-02: 0.93271; 2017-06-02: 0.93273; 2017-06-02: 0.93276; 2017-06-02: 0.93279; 2017-06-02: 0.93279; 2017-06-02: 0.93282; 2017-06-02: 0.93282; 2017-06-02: 0.93282; 2017-06-02: 0.93283; 2017-06-02: 0.93278; 2017-06-02: 0.93282; 2017-06-02: 0.93277; 2017-06-02: 0.93282; 2017-06-02: 0.9328; 2017-06-02: 0.93279; 2017-06-02: 0.93279; 2017-06-02: 0.93278; 2017-06-02: 0.93279; 2017-06-02: 0.93279; 2017-06-02: 0.93278; 2017-06-02: 0.93277; 2017-06-02: 0.93288; 2017-06-02: 0.93287; 2017-06-02: 0.93287; 2017-06-02: 0.93288; 2017-06-02: 0.93289; 2017-06-02: 0.9329; 2017-06-02: 0.93289; 2017-06-02: 0.93288; 2017-06-02: 0.9141; 2017-06-02: 0.91016; 2017-06-02: 0.91125; 2017-06-02: 0.91322; 2017-06-02: 0.91657; 2017-06-02: 0.92175; 2017-06-02: 0.9191; 2017-06-02: 0.92767; 2017-06-02: 0.84968; 2017-06-02: 0.85659; 2017-06-02: 0.85089; 2017-06-02: 0.84572; 2017-06-02: 0.85318; 2017-06-02: 0.83174; 2017-06-02: 0.84337; 2017-06-02: 0.82877; 2017-06-02: 0.8411; 2017-06-02: 0.82205; 2017-06-02: 0.83561; 2017-06-02: 0.82422; 2017-06-02: 0.80176; 2017-06-02: 0.74673; 2017-06-02: 0.75309; 2017-06-02: 0.74933; 2017-06-02: 0.74469; 2017-06-02: 0.73463; 2017-06-02: 0.73235; 2017-06-02: 0.72758; 2017-06-02: 0.71697; 2017-06-02: 0.66945; 2017-06-02: 0.67433; 2017-06-02: 0.67154; 2017-06-02: 0.66826; 2017-06-02: 0.66166; 2017-06-02: 0.65998; 2017-06-02: 0.65667; 2017-06-02: 0.6499; 2017-06-02: 0.63004; 2017-06-02: 0.62899; 2017-06-02: 0.62946; 2017-06-02: 0.63039; 2017-06-02: 0.63198; 2017-06-02: 0.63344; 2017-06-02: 0.63321; 2017-06-02: 0.63616
324 | HPT Efficiency (THVExit to CRH) |  | 2017-06-02: 0.94613; 2017-06-02: 0.94566; 2017-06-02: 0.94613; 2017-06-02: 0.94613; 2017-06-02: 0.94614; 2017-06-02: 0.94615; 2017-06-02: 0.94614; 2017-06-02: 0.94612; 2017-06-02: 0.94615; 2017-06-02: 0.94614; 2017-06-02: 0.94613; 2017-06-02: 0.94615; 2017-06-02: 0.94613; 2017-06-02: 0.94613; 2017-06-02: 0.94612; 2017-06-02: 0.94614; 2017-06-02: 0.94606; 2017-06-02: 0.9461; 2017-06-02: 0.94605; 2017-06-02: 0.94606; 2017-06-02: 0.94606; 2017-06-02: 0.94606; 2017-06-02: 0.94606; 2017-06-02: 0.94606; 2017-06-02: 0.94567; 2017-06-02: 0.94567; 2017-06-02: 0.94567; 2017-06-02: 0.94567; 2017-06-02: 0.94567; 2017-06-02: 0.94566; 2017-06-02: 0.94567; 2017-06-02: 0.94566; 2017-06-02: 0.94567; 2017-06-02: 0.94565; 2017-06-02: 0.94566; 2017-06-02: 0.94566; 2017-06-02: 0.94571; 2017-06-02: 0.94565; 2017-06-02: 0.94565; 2017-06-02: 0.94565; 2017-06-02: 0.94565; 2017-06-02: 0.94564; 2017-06-02: 0.94565; 2017-06-02: 0.94564; 2017-06-02: 0.94564; 2017-06-02: 0.94564; 2017-06-02: 0.94564; 2017-06-02: 0.94564; 2017-06-02: 0.94564; 2017-06-02: 0.94564; 2017-06-02: 0.94564; 2017-06-02: 0.94564; 2017-06-02: 0.94564; 2017-06-02: 0.94564; 2017-06-02: 0.94564; 2017-06-02: 0.94564; 2017-06-02: 0.94564; 2017-06-02: 0.94564; 2017-06-02: 0.94564; 2017-06-02: 0.94564; 2017-06-02: 0.94564; 2017-06-02: 0.94563; 2017-06-02: 0.94563; 2017-06-02: 0.94563; 2017-06-02: 0.94563; 2017-06-02: 0.94563; 2017-06-02: 0.94563; 2017-06-02: 0.94563; 2017-06-02: 0.94563; 2017-06-02: 0.94563; 2017-06-02: 0.94563; 2017-06-02: 0.94563; 2017-06-02: 0.94563; 2017-06-02: 0.94563; 2017-06-02: 0.94564; 2017-06-02: 0.94564; 2017-06-02: 0.94564; 2017-06-02: 0.94565; 2017-06-02: 0.94565; 2017-06-02: 0.94565; 2017-06-02: 0.94565; 2017-06-02: 0.94565; 2017-06-02: 0.94564; 2017-06-02: 0.94564; 2017-06-02: 0.94564; 2017-06-02: 0.94564; 2017-06-02: 0.94564; 2017-06-02: 0.94564; 2017-06-02: 0.94564; 2017-06-02: 0.94564; 2017-06-02: 0.94563; 2017-06-02: 0.94564; 2017-06-02: 0.94564; 2017-06-02: 0.94564; 2017-06-02: 0.94564; 2017-06-02: 0.94564; 2017-06-02: 0.94564; 2017-06-02: 0.94564
325
326 | Hot Reheat Flow minus Cold Reheat Flow | Flow, lb/h | 2017-06-02: 68875.0243; 2017-06-02: 160824.265; 2017-06-02: 87522.1785; 2017-06-02: 88300.7637; 2017-06-02: 81224.4484; 2017-06-02: 77264.0611; 2017-06-02: 68376.6028; 2017-06-02: 69563.9253; 2017-06-02: 112067.0559; 2017-06-02: 110044.0043; 2017-06-02: 95072.3117; 2017-06-02: 85846.7521; 2017-06-02: 68345.6498; 2017-06-02: 69564.719; 2017-06-02: 77664.8618; 2017-06-02: 81572.0736; 2017-06-02: 54242.2265; 2017-06-02: 49170.7085; 2017-06-02: 49155.6288; 2017-06-02: 54341.4346; 2017-06-02: 65200.3563; 2017-06-02: 65508.2982; 2017-06-02: 65889.2573; 2017-06-02: 64060.6536; 2017-06-02: 182415.9156; 2017-06-02: 180987.319; 2017-06-02: 174888.0051; 2017-06-02: 167756.1333; 2017-06-02: 169229.1751; 2017-06-02: 158840.8967; 2017-06-02: 161496.4991; 2017-06-02: 156795.6225; 2017-06-02: 159951.2337; 2017-06-02: 158066.2798; 2017-06-02: 157375.7915; 2017-06-02: 162479.0561; 2017-06-02: 155663.0628; 2017-06-02: 133212.6669; 2017-06-02: 136442.8826; 2017-06-02: 135835.729; 2017-06-02: 135054.7629; 2017-06-02: 131786.4513; 2017-06-02: 131052.3113; 2017-06-02: 131315.0144; 2017-06-02: 129318.1538; 2017-06-02: 102196.2468; 2017-06-02: 104626.4484; 2017-06-02: 103409.7603; 2017-06-02: 102039.8949; 2017-06-02: 98939.8402; 2017-06-02: 97937.4416; 2017-06-02: 98057.285; 2017-06-02: 97302.5097; 2017-06-02: 71999.2857; 2017-06-02: 71247.0502; 2017-06-02: 71369.5127; 2017-06-02: 71795.7107; 2017-06-02: 71974.2059; 2017-06-02: 72331.117; 2017-06-02: 72189.6859; 2017-06-02: 72384.61; 2017-06-02: 71125.0639; 2017-06-02: 71000.6967; 2017-06-02: 68785.8163; 2017-06-02: 66466.9659; 2017-06-02: 67849.6887; 2017-06-02: 68620.8134; 2017-06-02: 69947.1067; 2017-06-02: 69250.9039; 2017-06-02: 70398.1464; 2017-06-02: 70578.0702; 2017-06-02: 71106.016; 2017-06-02: 73217.5612; 2017-06-02: 68604.3052; 2017-06-02: 56565.9183; 2017-06-02: 57800.9401; 2017-06-02: 57795.4638; 2017-06-02: 57914.9103; 2017-06-02: 57179.6593; 2017-06-02: 57000.7672; 2017-06-02: 57541.8085; 2017-06-02: 57499.5855; 2017-06-02: 48052.7523; 2017-06-02: 48840.7027; 2017-06-02: 48307.8361; 2017-06-02: 48052.2761; 2017-06-02: 47258.9287; 2017-06-02: 46932.3357; 2017-06-02: 47292.8182; 2017-06-02: 47574.0137; 2017-06-02: 35998.5714; 2017-06-02: 34793.3121; 2017-06-02: 34895.6948; 2017-06-02: 35005.538; 2017-06-02: 35088.476; 2017-06-02: 36432.3886; 2017-06-02: 35077.9996; 2017-06-02: 36461.5954
327 | Reheat System dP | psi | 2017-06-02: 47.7515; 2017-06-02: 33.3346; 2017-06-02: 47.9403; 2017-06-02: 47.9176; 2017-06-02: 47.8429; 2017-06-02: 47.7743; 2017-06-02: 47.6765; 2017-06-02: 47.6506; 2017-06-02: 42.6217; 2017-06-02: 43.6948; 2017-06-02: 45.4598; 2017-06-02: 46.2952; 2017-06-02: 47.6807; 2017-06-02: 47.6517; 2017-06-02: 47.2861; 2017-06-02: 45.1703; 2017-06-02: 64.8061; 2017-06-02: 64.5553; 2017-06-02: 63.7423; 2017-06-02: 63.6677; 2017-06-02: 63.3918; 2017-06-02: 63.1658; 2017-06-02: 62.6335; 2017-06-02: 59.6571; 2017-06-02: 33.6115; 2017-06-02: 34.0089; 2017-06-02: 33.6934; 2017-06-02: 33.4113; 2017-06-02: 33.8488; 2017-06-02: 32.7414; 2017-06-02: 33.4199; 2017-06-02: 32.6011; 2017-06-02: 33.3118; 2017-06-02: 32.1894; 2017-06-02: 33.0258; 2017-06-02: 32.2883; 2017-06-02: 30.9255; 2017-06-02: 27.4498; 2017-06-02: 27.8793; 2017-06-02: 27.63; 2017-06-02: 27.3219; 2017-06-02: 26.6342; 2017-06-02: 26.4798; 2017-06-02: 26.1518; 2017-06-02: 25.4256; 2017-06-02: 22.1615; 2017-06-02: 22.507; 2017-06-02: 22.3119; 2017-06-02: 22.0863; 2017-06-02: 21.6163; 2017-06-02: 21.4956; 2017-06-02: 21.268; 2017-06-02: 20.7955; 2017-06-02: 19.3054; 2017-06-02: 19.186; 2017-06-02: 19.2213; 2017-06-02: 19.2876; 2017-06-02: 19.3904; 2017-06-02: 19.5483; 2017-06-02: 19.47; 2017-06-02: 19.7338; 2017-06-02: 45.8479; 2017-06-02: 46.3665; 2017-06-02: 45.8338; 2017-06-02: 45.3207; 2017-06-02: 45.9259; 2017-06-02: 44.0203; 2017-06-02: 44.994; 2017-06-02: 43.7374; 2017-06-02: 44.779; 2017-06-02: 43.0968; 2017-06-02: 44.2686; 2017-06-02: 43.1943; 2017-06-02: 41.3228; 2017-06-02: 36.5721; 2017-06-02: 37.1537; 2017-06-02: 36.8116; 2017-06-02: 36.3892; 2017-06-02: 35.4498; 2017-06-02: 35.2363; 2017-06-02: 34.7737; 2017-06-02: 33.7694; 2017-06-02: 29.3942; 2017-06-02: 29.8646; 2017-06-02: 29.5955; 2017-06-02: 29.2905; 2017-06-02: 28.653; 2017-06-02: 28.4902; 2017-06-02: 28.1695; 2017-06-02: 27.5078; 2017-06-02: 25.6189; 2017-06-02: 25.5236; 2017-06-02: 25.575; 2017-06-02: 25.6658; 2017-06-02: 25.8113; 2017-06-02: 25.9529; 2017-06-02: 25.9216; 2017-06-02: 26.1992
328 | Reheat System dP |  | 2017-06-02: 0.07308; 2017-06-02: 0.071728; 2017-06-02: 0.072671; 2017-06-02: 0.072609; 2017-06-02: 0.072798; 2017-06-02: 0.072851; 2017-06-02: 0.073086; 2017-06-02: 0.073068; 2017-06-02: 0.072296; 2017-06-02: 0.072309; 2017-06-02: 0.07263; 2017-06-02: 0.072748; 2017-06-02: 0.073089; 2017-06-02: 0.073069; 2017-06-02: 0.072916; 2017-06-02: 0.072824; 2017-06-02: 0.17465; 2017-06-02: 0.17434; 2017-06-02: 0.17393; 2017-06-02: 0.17316; 2017-06-02: 0.17231; 2017-06-02: 0.17217; 2017-06-02: 0.17189; 2017-06-02: 0.17159; 2017-06-02: 0.071509; 2017-06-02: 0.071493; 2017-06-02: 0.071608; 2017-06-02: 0.071736; 2017-06-02: 0.071666; 2017-06-02: 0.071784; 2017-06-02: 0.071741; 2017-06-02: 0.071783; 2017-06-02: 0.071742; 2017-06-02: 0.071572; 2017-06-02: 0.071717; 2017-06-02: 0.071261; 2017-06-02: 0.07146; 2017-06-02: 0.07219; 2017-06-02: 0.072128; 2017-06-02: 0.072082; 2017-06-02: 0.072011; 2017-06-02: 0.071947; 2017-06-02: 0.071932; 2017-06-02: 0.071767; 2017-06-02: 0.071583; 2017-06-02: 0.072327; 2017-06-02: 0.072292; 2017-06-02: 0.072321; 2017-06-02: 0.072324; 2017-06-02: 0.072331; 2017-06-02: 0.072351; 2017-06-02: 0.072216; 2017-06-02: 0.072021; 2017-06-02: 0.073813; 2017-06-02: 0.073913; 2017-06-02: 0.073909; 2017-06-02: 0.073902; 2017-06-02: 0.073893; 2017-06-02: 0.073824; 2017-06-02: 0.073886; 2017-06-02: 0.073841; 2017-06-02: 0.17334; 2017-06-02: 0.17321; 2017-06-02: 0.17316; 2017-06-02: 0.17304; 2017-06-02: 0.17289; 2017-06-02: 0.17186; 2017-06-02: 0.17188; 2017-06-02: 0.17155; 2017-06-02: 0.17165; 2017-06-02: 0.17086; 2017-06-02: 0.17121; 2017-06-02: 0.1701; 2017-06-02: 0.17055; 2017-06-02: 0.17208; 2017-06-02: 0.17201; 2017-06-02: 0.17186; 2017-06-02: 0.17164; 2017-06-02: 0.17136; 2017-06-02: 0.1713; 2017-06-02: 0.17084; 2017-06-02: 0.17026; 2017-06-02: 0.17137; 2017-06-02: 0.17138; 2017-06-02: 0.1714; 2017-06-02: 0.17135; 2017-06-02: 0.17124; 2017-06-02: 0.17125; 2017-06-02: 0.17086; 2017-06-02: 0.17025; 2017-06-02: 0.17429; 2017-06-02: 0.17486; 2017-06-02: 0.17486; 2017-06-02: 0.17487; 2017-06-02: 0.17488; 2017-06-02: 0.17432; 2017-06-02: 0.17489; 2017-06-02: 0.17435
329
330 | Hot Reheat Steam | Flow, lb/h | 2017-06-02: 2151773.6644; 2017-06-02: 1527886.4707; 2017-06-02: 2200311.0284; 2017-06-02: 2198177.6575; 2017-06-02: 2181940.0695; 2017-06-02: 2170296.2133; 2017-06-02: 2149064.0928; 2017-06-02: 2147515.6528; 2017-06-02: 1965306.8837; 2017-06-02: 2011643.4152; 2017-06-02: 2077383.4636; 2017-06-02: 2105615.7075; 2017-06-02: 2149182.3489; 2017-06-02: 2147549.7804; 2017-06-02: 2135824.9705; 2017-06-02: 2042214.5893; 2017-06-02: 1082034.9565; 2017-06-02: 1080140.4787; 2017-06-02: 1069512.5134; 2017-06-02: 1074094.3403; 2017-06-02: 1075941.9919; 2017-06-02: 1073183.2131; 2017-06-02: 1066156.8987; 2017-06-02: 1017337.7837; 2017-06-02: 1560475.9343; 2017-06-02: 1577310.3582; 2017-06-02: 1556149.6675; 2017-06-02: 1535495.335; 2017-06-02: 1557800.4903; 2017-06-02: 1499389.9363; 2017-06-02: 1532081.7827; 2017-06-02: 1492065.9976; 2017-06-02: 1526443.5881; 2017-06-02: 1477408.5963; 2017-06-02: 1512676.6786; 2017-06-02: 1489015.9438; 2017-06-02: 1421381.4177; 2017-06-02: 1246833.1011; 2017-06-02: 1267643.7856; 2017-06-02: 1257121.3778; 2017-06-02: 1244331.4697; 2017-06-02: 1213941.2512; 2017-06-02: 1207129.2263; 2017-06-02: 1195063.9341; 2017-06-02: 1164927.6883; 2017-06-02: 1003156.5812; 2017-06-02: 1019425.1221; 2017-06-02: 1010120.1961; 2017-06-02: 999804.1412; 2017-06-02: 978252.9674; 2017-06-02: 972447.3095; 2017-06-02: 964051.9233; 2017-06-02: 945294.4496; 2017-06-02: 853943.6322; 2017-06-02: 847757.8088; 2017-06-02: 849372.9166; 2017-06-02: 852464.241; 2017-06-02: 857138.9266; 2017-06-02: 864556.5178; 2017-06-02: 860780.2607; 2017-06-02: 872529.6742; 2017-06-02: 773066.5708; 2017-06-02: 781786.2484; 2017-06-02: 772177.9837; 2017-06-02: 763088.6964; 2017-06-02: 774157.6218; 2017-06-02: 747334.371; 2017-06-02: 763813.868; 2017-06-02: 744148.4418; 2017-06-02: 761376.6028; 2017-06-02: 736787.2802; 2017-06-02: 755037.5227; 2017-06-02: 742522.3813; 2017-06-02: 707927.168; 2017-06-02: 619476.3223; 2017-06-02: 629715.2331; 2017-06-02: 624555.2214; 2017-06-02: 618334.4768; 2017-06-02: 603495.0881; 2017-06-02: 600130.5049; 2017-06-02: 594155.5583; 2017-06-02: 579365.0593; 2017-06-02: 500104.1376; 2017-06-02: 508110.6281; 2017-06-02: 503439.4346; 2017-06-02: 498429.9018; 2017-06-02: 487926.0657; 2017-06-02: 485089.9046; 2017-06-02: 480942.3711; 2017-06-02: 471683.9539; 2017-06-02: 426765.4632; 2017-06-02: 423485.326; 2017-06-02: 424343.4364; 2017-06-02: 425845.1295; 2017-06-02: 428228.4255; 2017-06-02: 432275.7191; 2017-06-02: 430008.2982; 2017-06-02: 436271.8214
331 |  | Pressure, psia | 2017-06-02: 605.6657; 2017-06-02: 431.4024; 2017-06-02: 611.7467; 2017-06-02: 612.0259; 2017-06-02: 609.3587; 2017-06-02: 608.0053; 2017-06-02: 604.6548; 2017-06-02: 604.488; 2017-06-02: 546.9208; 2017-06-02: 560.5861; 2017-06-02: 580.4473; 2017-06-02: 590.0784; 2017-06-02: 604.6864; 2017-06-02: 604.4911; 2017-06-02: 601.2139; 2017-06-02: 575.0963; 2017-06-02: 306.2529; 2017-06-02: 305.7306; 2017-06-02: 302.7496; 2017-06-02: 304.0111; 2017-06-02: 304.4922; 2017-06-02: 303.7219; 2017-06-02: 301.7535; 2017-06-02: 288.0106; 2017-06-02: 436.4232; 2017-06-02: 441.6894; 2017-06-02: 436.8322; 2017-06-02: 432.3455; 2017-06-02: 438.4611; 2017-06-02: 423.3679; 2017-06-02: 432.4209; 2017-06-02: 421.5616; 2017-06-02: 431.0172; 2017-06-02: 417.5606; 2017-06-02: 427.4731; 2017-06-02: 420.8108; 2017-06-02: 401.8414; 2017-06-02: 352.7965; 2017-06-02: 358.6434; 2017-06-02: 355.6835; 2017-06-02: 352.0906; 2017-06-02: 343.558; 2017-06-02: 341.6426; 2017-06-02: 338.2448; 2017-06-02: 329.7664; 2017-06-02: 284.245; 2017-06-02: 288.8274; 2017-06-02: 286.1983; 2017-06-02: 283.2947; 2017-06-02: 277.2369; 2017-06-02: 275.6061; 2017-06-02: 273.2369; 2017-06-02: 267.9455; 2017-06-02: 242.2375; 2017-06-02: 240.3887; 2017-06-02: 240.8439; 2017-06-02: 241.7018; 2017-06-02: 243.0215; 2017-06-02: 245.2494; 2017-06-02: 244.0434; 2017-06-02: 247.5121; 2017-06-02: 218.6434; 2017-06-02: 221.3158; 2017-06-02: 218.8505; 2017-06-02: 216.5914; 2017-06-02: 219.7158; 2017-06-02: 212.1239; 2017-06-02: 216.7823; 2017-06-02: 211.2202; 2017-06-02: 216.0913; 2017-06-02: 209.1315; 2017-06-02: 214.2957; 2017-06-02: 210.7432; 2017-06-02: 200.9715; 2017-06-02: 175.9562; 2017-06-02: 178.8497; 2017-06-02: 177.3849; 2017-06-02: 175.6174; 2017-06-02: 171.4184; 2017-06-02: 170.4675; 2017-06-02: 168.7707; 2017-06-02: 164.5765; 2017-06-02: 142.126; 2017-06-02: 144.393; 2017-06-02: 143.0744; 2017-06-02: 141.6509; 2017-06-02: 138.6745; 2017-06-02: 137.8733; 2017-06-02: 136.6958; 2017-06-02: 134.0693; 2017-06-02: 121.3719; 2017-06-02: 120.4404; 2017-06-02: 120.6823; 2017-06-02: 121.1082; 2017-06-02: 121.7866; 2017-06-02: 122.9298; 2017-06-02: 122.2961; 2017-06-02: 124.0715
332 |  | Temperature, F | 2017-06-02: 1085.0041; 2017-06-02: 1082.7257; 2017-06-02: 1051.5733; 2017-06-02: 1055.547; 2017-06-02: 1063.6189; 2017-06-02: 1072.1496; 2017-06-02: 1083.7969; 2017-06-02: 1085.0047; 2017-06-02: 1050.6866; 2017-06-02: 1055.3175; 2017-06-02: 1063.5377; 2017-06-02: 1072.1203; 2017-06-02: 1083.8118; 2017-06-02: 1085.0031; 2017-06-02: 1085.0027; 2017-06-02: 1084.9966; 2017-06-02: 1084.9996; 2017-06-02: 1084.9975; 2017-06-02: 1085.0007; 2017-06-02: 1085; 2017-06-02: 1085.0002; 2017-06-02: 1085.0005; 2017-06-02: 1085.0005; 2017-06-02: 1084.9998; 2017-06-02: 1056.117; 2017-06-02: 1059.9703; 2017-06-02: 1066.5387; 2017-06-02: 1074.8451; 2017-06-02: 1074.1269; 2017-06-02: 1082.4274; 2017-06-02: 1081.6426; 2017-06-02: 1084.1146; 2017-06-02: 1082.8735; 2017-06-02: 1085.0005; 2017-06-02: 1085.0005; 2017-06-02: 1084.998; 2017-06-02: 1084.9987; 2017-06-02: 1084.9987; 2017-06-02: 1085; 2017-06-02: 1084.9986; 2017-06-02: 1084.9989; 2017-06-02: 1084.998; 2017-06-02: 1084.9995; 2017-06-02: 1084.9977; 2017-06-02: 1084.9989; 2017-06-02: 1085.0005; 2017-06-02: 1085.0004; 2017-06-02: 1084.9993; 2017-06-02: 1084.9982; 2017-06-02: 1084.9996; 2017-06-02: 1085.0014; 2017-06-02: 1084.9982; 2017-06-02: 1084.998; 2017-06-02: 1084.9987; 2017-06-02: 1083.645; 2017-06-02: 1083.6037; 2017-06-02: 1083.4954; 2017-06-02: 1083.3467; 2017-06-02: 1084.9987; 2017-06-02: 1083.1906; 2017-06-02: 1084.9989; 2017-06-02: 1074.3445; 2017-06-02: 1077.33; 2017-06-02: 1080.7032; 2017-06-02: 1085.0005; 2017-06-02: 1085.0009; 2017-06-02: 1085.0005; 2017-06-02: 1085.0005; 2017-06-02: 1085.0004; 2017-06-02: 1085.0007; 2017-06-02: 1085.0002; 2017-06-02: 1085.0004; 2017-06-02: 1085.0002; 2017-06-02: 1084.9998; 2017-06-02: 1085.0004; 2017-06-02: 1085.0005; 2017-06-02: 1085.0007; 2017-06-02: 1084.9982; 2017-06-02: 1085.0002; 2017-06-02: 1084.9995; 2017-06-02: 1084.9993; 2017-06-02: 1084.9987; 2017-06-02: 1084.9995; 2017-06-02: 1084.9982; 2017-06-02: 1084.9987; 2017-06-02: 1084.9989; 2017-06-02: 1084.9984; 2017-06-02: 1084.9975; 2017-06-02: 1084.9977; 2017-06-02: 1084.9962; 2017-06-02: 1085.0002; 2017-06-02: 1085.0045; 2017-06-02: 1085.0036; 2017-06-02: 1085.0031; 2017-06-02: 1085.0027; 2017-06-02: 1085.0016; 2017-06-02: 1084.9996; 2017-06-02: 1084.9995
333 |  | Enthalpy, Btu/lb | 2017-06-02: 1564.4526; 2017-06-02: 1567.5338; 2017-06-02: 1545.9471; 2017-06-02: 1548.1199; 2017-06-02: 1552.619; 2017-06-02: 1557.3361; 2017-06-02: 1563.8146; 2017-06-02: 1564.4818; 2017-06-02: 1547.1749; 2017-06-02: 1549.3435; 2017-06-02: 1553.3219; 2017-06-02: 1557.7764; 2017-06-02: 1563.8223; 2017-06-02: 1564.481; 2017-06-02: 1564.5627; 2017-06-02: 1565.2084; 2017-06-02: 1571.8386; 2017-06-02: 1571.8502; 2017-06-02: 1571.925; 2017-06-02: 1571.8937; 2017-06-02: 1571.882; 2017-06-02: 1571.901; 2017-06-02: 1571.9491; 2017-06-02: 1572.2853; 2017-06-02: 1553.0158; 2017-06-02: 1554.9625; 2017-06-02: 1558.6392; 2017-06-02: 1563.2454; 2017-06-02: 1562.7032; 2017-06-02: 1567.5712; 2017-06-02: 1566.9221; 2017-06-02: 1568.5287; 2017-06-02: 1567.6233; 2017-06-02: 1569.1065; 2017-06-02: 1568.8619; 2017-06-02: 1569.0248; 2017-06-02: 1569.4921; 2017-06-02: 1570.6972; 2017-06-02: 1570.5545; 2017-06-02: 1570.6263; 2017-06-02: 1570.7148; 2017-06-02: 1570.9238; 2017-06-02: 1570.9715; 2017-06-02: 1571.054; 2017-06-02: 1571.2621; 2017-06-02: 1572.3777; 2017-06-02: 1572.2655; 2017-06-02: 1572.3292; 2017-06-02: 1572.3997; 2017-06-02: 1572.5484; 2017-06-02: 1572.5893; 2017-06-02: 1572.6456; 2017-06-02: 1572.7746; 2017-06-02: 1573.4027; 2017-06-02: 1572.726; 2017-06-02: 1572.6929; 2017-06-02: 1572.6142; 2017-06-02: 1572.5029; 2017-06-02: 1573.3296; 2017-06-02: 1572.3945; 2017-06-02: 1573.2741; 2017-06-02: 1568.3111; 2017-06-02: 1569.8326; 2017-06-02: 1571.6873; 2017-06-02: 1574.0291; 2017-06-02: 1573.953; 2017-06-02: 1574.1378; 2017-06-02: 1574.0243; 2017-06-02: 1574.1598; 2017-06-02: 1574.0415; 2017-06-02: 1574.2105; 2017-06-02: 1574.085; 2017-06-02: 1574.1714; 2017-06-02: 1574.4091; 2017-06-02: 1575.0183; 2017-06-02: 1574.9478; 2017-06-02: 1574.9835; 2017-06-02: 1575.0252; 2017-06-02: 1575.1284; 2017-06-02: 1575.1512; 2017-06-02: 1575.192; 2017-06-02: 1575.2939; 2017-06-02: 1575.8395; 2017-06-02: 1575.784; 2017-06-02: 1575.8158; 2017-06-02: 1575.8506; 2017-06-02: 1575.9229; 2017-06-02: 1575.9418; 2017-06-02: 1575.9702; 2017-06-02: 1576.0334; 2017-06-02: 1576.3433; 2017-06-02: 1576.3683; 2017-06-02: 1576.3618; 2017-06-02: 1576.3515; 2017-06-02: 1576.3347; 2017-06-02: 1576.3064; 2017-06-02: 1576.3205; 2017-06-02: 1576.2776
334 | IP Turbine Exit | Flow, lb/h | 2017-06-02: 2190241.0095; 2017-06-02: 1553290.0933; 2017-06-02: 2239395.0511; 2017-06-02: 2237211.6792; 2017-06-02: 2220781.2307; 2017-06-02: 2208981.8163; 2017-06-02: 2187494.1357; 2017-06-02: 2185890.9328; 2017-06-02: 1999651.1402; 2017-06-02: 2046874.1953; 2017-06-02: 2114064.2692; 2017-06-02: 2142964.7789; 2017-06-02: 2187610.8044; 2017-06-02: 2185925.8541; 2017-06-02: 2173842.3076; 2017-06-02: 2078439.0377; 2017-06-02: 1101354.3449; 2017-06-02: 1099504.3122; 2017-06-02: 1088677.1372; 2017-06-02: 1093258.964; 2017-06-02: 1094966.9306; 2017-06-02: 1092151.008; 2017-06-02: 1084986.5959; 2017-06-02: 1035284.9257; 2017-06-02: 1586132.736; 2017-06-02: 1603299.7055; 2017-06-02: 1581845.3588; 2017-06-02: 1560923.5613; 2017-06-02: 1583617.6123; 2017-06-02: 1524303.0741; 2017-06-02: 1557548.8986; 2017-06-02: 1516879.1337; 2017-06-02: 1551836.0994; 2017-06-02: 1501930.4573; 2017-06-02: 1537857.2814; 2017-06-02: 1513679.0772; 2017-06-02: 1444914.3724; 2017-06-02: 1267522.3549; 2017-06-02: 1288662.4103; 2017-06-02: 1277956.6659; 2017-06-02: 1264945.3253; 2017-06-02: 1234049.5423; 2017-06-02: 1227123.2297; 2017-06-02: 1214833.3304; 2017-06-02: 1184178.0278; 2017-06-02: 1019879.0984; 2017-06-02: 1036406.374; 2017-06-02: 1026951.4454; 2017-06-02: 1016467.9271; 2017-06-02: 994571.5092; 2017-06-02: 988676.9608; 2017-06-02: 980124.429; 2017-06-02: 961035.2034; 2017-06-02: 868422.4589; 2017-06-02: 862136.6338; 2017-06-02: 863778.7263; 2017-06-02: 866920.0515; 2017-06-02: 871677.2783; 2017-06-02: 879223.4431; 2017-06-02: 875381.3118; 2017-06-02: 887341.8402; 2017-06-02: 786311.6457; 2017-06-02: 795196.5643; 2017-06-02: 785447.7416; 2017-06-02: 776229.2457; 2017-06-02: 787481.1108; 2017-06-02: 760146.0255; 2017-06-02: 776909.8132; 2017-06-02: 756890.8094; 2017-06-02: 774419.6899; 2017-06-02: 749371.6291; 2017-06-02: 767951.2425; 2017-06-02: 755169.1917; 2017-06-02: 720007.2223; 2017-06-02: 630110.4781; 2017-06-02: 640519.7093; 2017-06-02: 635263.5055; 2017-06-02: 628924.5842; 2017-06-02: 613822.0163; 2017-06-02: 610397.4321; 2017-06-02: 604302.642; 2017-06-02: 589237.0589; 2017-06-02: 508658.6536; 2017-06-02: 516801.0194; 2017-06-02: 512051.7293; 2017-06-02: 506953.4648; 2017-06-02: 496267.4033; 2017-06-02: 493383.8604; 2017-06-02: 489152.1985; 2017-06-02: 479716.7939; 2017-06-02: 434154.4824; 2017-06-02: 430833.3128; 2017-06-02: 431705.471; 2017-06-02: 433233.3551; 2017-06-02: 435659.9852; 2017-06-02: 439760.2956; 2017-06-02: 437472.7156; 2017-06-02: 443829.7324
335 |  | Pressure, psia | 2017-06-02: 98.0303; 2017-06-02: 74.2766; 2017-06-02: 98.146; 2017-06-02: 98.2748; 2017-06-02: 98.1425; 2017-06-02: 98.1882; 2017-06-02: 97.792; 2017-06-02: 97.7686; 2017-06-02: 89.641; 2017-06-02: 91.6051; 2017-06-02: 94.385; 2017-06-02: 95.8377; 2017-06-02: 97.7954; 2017-06-02: 97.7692; 2017-06-02: 97.3066; 2017-06-02: 93.0402; 2017-06-02: 49.0292; 2017-06-02: 48.84; 2017-06-02: 48.362; 2017-06-02: 48.564; 2017-06-02: 48.8224; 2017-06-02: 48.8521; 2017-06-02: 48.8271; 2017-06-02: 46.7468; 2017-06-02: 75.257; 2017-06-02: 75.9641; 2017-06-02: 75.1638; 2017-06-02: 74.3818; 2017-06-02: 75.4054; 2017-06-02: 72.8441; 2017-06-02: 74.3974; 2017-06-02: 72.524; 2017-06-02: 74.1634; 2017-06-02: 71.8146; 2017-06-02: 73.5703; 2017-06-02: 72.4015; 2017-06-02: 69.2077; 2017-06-02: 60.2295; 2017-06-02: 61.2879; 2017-06-02: 60.7766; 2017-06-02: 60.2508; 2017-06-02: 59.0698; 2017-06-02: 58.7942; 2017-06-02: 58.2683; 2017-06-02: 56.9453; 2017-06-02: 49.0278; 2017-06-02: 49.8105; 2017-06-02: 49.2005; 2017-06-02: 48.7675; 2017-06-02: 48.0223; 2017-06-02: 47.7987; 2017-06-02: 47.451; 2017-06-02: 46.6446; 2017-06-02: 42.2791; 2017-06-02: 42.0421; 2017-06-02: 42.1681; 2017-06-02: 42.2454; 2017-06-02: 42.6787; 2017-06-02: 43.0442; 2017-06-02: 42.964; 2017-06-02: 43.6187; 2017-06-02: 37.9882; 2017-06-02: 38.3558; 2017-06-02: 37.8134; 2017-06-02: 37.3101; 2017-06-02: 37.8068; 2017-06-02: 36.6361; 2017-06-02: 37.4105; 2017-06-02: 36.4928; 2017-06-02: 37.3097; 2017-06-02: 36.1538; 2017-06-02: 37.0404; 2017-06-02: 36.4651; 2017-06-02: 34.8681; 2017-06-02: 30.6052; 2017-06-02: 31.0233; 2017-06-02: 30.7438; 2017-06-02: 30.3452; 2017-06-02: 29.7419; 2017-06-02: 29.6191; 2017-06-02: 29.3672; 2017-06-02: 28.723; 2017-06-02: 24.7529; 2017-06-02: 25.1016; 2017-06-02: 24.9774; 2017-06-02: 24.6622; 2017-06-02: 24.2135; 2017-06-02: 24.1096; 2017-06-02: 23.9566; 2017-06-02: 23.5687; 2017-06-02: 21.5812; 2017-06-02: 21.3345; 2017-06-02: 21.342; 2017-06-02: 21.4033; 2017-06-02: 21.5556; 2017-06-02: 21.7546; 2017-06-02: 21.72; 2017-06-02: 22.075
336 |  | Temperature, F | 2017-06-02: 604.114; 2017-06-02: 618.7131; 2017-06-02: 576.7092; 2017-06-02: 579.8865; 2017-06-02: 586.7103; 2017-06-02: 593.7852; 2017-06-02: 603.0217; 2017-06-02: 603.9777; 2017-06-02: 581.5974; 2017-06-02: 584.2627; 2017-06-02: 589.1596; 2017-06-02: 595.2733; 2017-06-02: 603.0291; 2017-06-02: 603.9768; 2017-06-02: 604.2603; 2017-06-02: 604.5012; 2017-06-02: 605.5993; 2017-06-02: 605.1164; 2017-06-02: 605.154; 2017-06-02: 605.1466; 2017-06-02: 605.986; 2017-06-02: 606.6939; 2017-06-02: 608.05; 2017-06-02: 608.9112; 2017-06-02: 598.703; 2017-06-02: 600.9766; 2017-06-02: 606.1728; 2017-06-02: 612.5612; 2017-06-02: 611.8273; 2017-06-02: 618.4386; 2017-06-02: 617.72; 2017-06-02: 619.7027; 2017-06-02: 618.6861; 2017-06-02: 620.3602; 2017-06-02: 620.3847; 2017-06-02: 620.4097; 2017-06-02: 620.8747; 2017-06-02: 619.5058; 2017-06-02: 619.6566; 2017-06-02: 619.6728; 2017-06-02: 620.0483; 2017-06-02: 621.2185; 2017-06-02: 621.4492; 2017-06-02: 621.72; 2017-06-02: 622.3732; 2017-06-02: 622.6671; 2017-06-02: 622.5759; 2017-06-02: 621.8931; 2017-06-02: 622.2335; 2017-06-02: 623.7073; 2017-06-02: 624.0063; 2017-06-02: 624.3352; 2017-06-02: 624.9474; 2017-06-02: 625.8063; 2017-06-02: 625.2631; 2017-06-02: 625.4757; 2017-06-02: 624.9967; 2017-06-02: 625.9428; 2017-06-02: 627.0309; 2017-06-02: 626.3697; 2017-06-02: 627.9264; 2017-06-02: 616.9993; 2017-06-02: 618.6519; 2017-06-02: 620.5314; 2017-06-02: 623.1054; 2017-06-02: 622.8273; 2017-06-02: 623.7455; 2017-06-02: 623.5155; 2017-06-02: 623.8348; 2017-06-02: 623.6355; 2017-06-02: 623.9962; 2017-06-02: 623.9025; 2017-06-02: 624.1851; 2017-06-02: 624.8899; 2017-06-02: 625.7116; 2017-06-02: 625.0649; 2017-06-02: 624.8959; 2017-06-02: 624.232; 2017-06-02: 625.2049; 2017-06-02: 625.5349; 2017-06-02: 625.8837; 2017-06-02: 626.6023; 2017-06-02: 626.3613; 2017-06-02: 625.9239; 2017-06-02: 626.886; 2017-06-02: 626.2943; 2017-06-02: 626.9725; 2017-06-02: 627.3156; 2017-06-02: 627.8284; 2017-06-02: 628.5517; 2017-06-02: 631.2357; 2017-06-02: 630.3891; 2017-06-02: 630.0126; 2017-06-02: 629.8599; 2017-06-02: 630.1915; 2017-06-02: 630.1474; 2017-06-02: 630.9567; 2017-06-02: 631.3474
337 |  | Enthalpy, Btu/lb | 2017-06-02: 1331.6377; 2017-06-02: 1340.4794; 2017-06-02: 1317.952; 2017-06-02: 1319.529; 2017-06-02: 1322.9451; 2017-06-02: 1326.4726; 2017-06-02: 1331.1089; 2017-06-02: 1331.5878; 2017-06-02: 1321.0178; 2017-06-02: 1322.2005; 2017-06-02: 1324.4378; 2017-06-02: 1327.3815; 2017-06-02: 1331.1123; 2017-06-02: 1331.587; 2017-06-02: 1331.7602; 2017-06-02: 1332.1734; 2017-06-02: 1335.6983; 2017-06-02: 1335.4747; 2017-06-02: 1335.5255; 2017-06-02: 1335.5078; 2017-06-02: 1335.9017; 2017-06-02: 1336.246; 2017-06-02: 1336.9111; 2017-06-02: 1337.4704; 2017-06-02: 1330.5216; 2017-06-02: 1331.5969; 2017-06-02: 1334.2207; 2017-06-02: 1337.4309; 2017-06-02: 1337.0001; 2017-06-02: 1340.4373; 2017-06-02: 1339.9803; 2017-06-02: 1341.0826; 2017-06-02: 1340.4734; 2017-06-02: 1341.4536; 2017-06-02: 1341.3522; 2017-06-02: 1341.4403; 2017-06-02: 1341.8767; 2017-06-02: 1341.7834; 2017-06-02: 1341.789; 2017-06-02: 1341.8307; 2017-06-02: 1342.0491; 2017-06-02: 1342.7008; 2017-06-02: 1342.832; 2017-06-02: 1342.9992; 2017-06-02: 1343.4051; 2017-06-02: 1344.0564; 2017-06-02: 1343.9618; 2017-06-02: 1343.666; 2017-06-02: 1343.8603; 2017-06-02: 1344.6303; 2017-06-02: 1344.7911; 2017-06-02: 1344.9743; 2017-06-02: 1345.3251; 2017-06-02: 1346.022; 2017-06-02: 1345.7713; 2017-06-02: 1345.8672; 2017-06-02: 1345.6282; 2017-06-02: 1346.0633; 2017-06-02: 1346.5727; 2017-06-02: 1346.2546; 2017-06-02: 1346.9747; 2017-06-02: 1341.9941; 2017-06-02: 1342.7769; 2017-06-02: 1343.7292; 2017-06-02: 1345.0173; 2017-06-02: 1344.85; 2017-06-02: 1345.3724; 2017-06-02: 1345.2112; 2017-06-02: 1345.4253; 2017-06-02: 1345.2761; 2017-06-02: 1345.5254; 2017-06-02: 1345.4235; 2017-06-02: 1345.5977; 2017-06-02: 1346.0426; 2017-06-02: 1346.712; 2017-06-02: 1346.3707; 2017-06-02: 1346.3057; 2017-06-02: 1346.0078; 2017-06-02: 1346.5194; 2017-06-02: 1346.6879; 2017-06-02: 1346.8737; 2017-06-02: 1347.2636; 2017-06-02: 1347.3956; 2017-06-02: 1347.1608; 2017-06-02: 1347.6363; 2017-06-02: 1347.3685; 2017-06-02: 1347.7266; 2017-06-02: 1347.8994; 2017-06-02: 1348.1587; 2017-06-02: 1348.5344; 2017-06-02: 1349.9622; 2017-06-02: 1349.5658; 2017-06-02: 1349.3827; 2017-06-02: 1349.3044; 2017-06-02: 1349.4562; 2017-06-02: 1349.4222; 2017-06-02: 1349.8178; 2017-06-02: 1349.9859
338 | Efficiency (INTV exit to IPT exit) |  | 2017-06-02: 0.93323; 2017-06-02: 0.93323; 2017-06-02: 0.93323; 2017-06-02: 0.93323; 2017-06-02: 0.93323; 2017-06-02: 0.93323; 2017-06-02: 0.93323; 2017-06-02: 0.93323; 2017-06-02: 0.93323; 2017-06-02: 0.93323; 2017-06-02: 0.93323; 2017-06-02: 0.93323; 2017-06-02: 0.93323; 2017-06-02: 0.93323; 2017-06-02: 0.93323; 2017-06-02: 0.93323; 2017-06-02: 0.93323; 2017-06-02: 0.93323; 2017-06-02: 0.93323; 2017-06-02: 0.93323; 2017-06-02: 0.93323; 2017-06-02: 0.93323; 2017-06-02: 0.93323; 2017-06-02: 0.93323; 2017-06-02: 0.93323; 2017-06-02: 0.93323; 2017-06-02: 0.93323; 2017-06-02: 0.93323; 2017-06-02: 0.93323; 2017-06-02: 0.93323; 2017-06-02: 0.93323; 2017-06-02: 0.93323; 2017-06-02: 0.93323; 2017-06-02: 0.93323; 2017-06-02: 0.93323; 2017-06-02: 0.93323; 2017-06-02: 0.93323; 2017-06-02: 0.93323; 2017-06-02: 0.93323; 2017-06-02: 0.93323; 2017-06-02: 0.93323; 2017-06-02: 0.93323; 2017-06-02: 0.93323; 2017-06-02: 0.93323; 2017-06-02: 0.93323; 2017-06-02: 0.93323; 2017-06-02: 0.93323; 2017-06-02: 0.93323; 2017-06-02: 0.93323; 2017-06-02: 0.93323; 2017-06-02: 0.93323; 2017-06-02: 0.93323; 2017-06-02: 0.93323; 2017-06-02: 0.93323; 2017-06-02: 0.93323; 2017-06-02: 0.93323; 2017-06-02: 0.93323; 2017-06-02: 0.93323; 2017-06-02: 0.93323; 2017-06-02: 0.93323; 2017-06-02: 0.93323; 2017-06-02: 0.93323; 2017-06-02: 0.93323; 2017-06-02: 0.93323; 2017-06-02: 0.93323; 2017-06-02: 0.93323; 2017-06-02: 0.93323; 2017-06-02: 0.93323; 2017-06-02: 0.93323; 2017-06-02: 0.93323; 2017-06-02: 0.93323; 2017-06-02: 0.93323; 2017-06-02: 0.93323; 2017-06-02: 0.93323; 2017-06-02: 0.93323; 2017-06-02: 0.93323; 2017-06-02: 0.93323; 2017-06-02: 0.93323; 2017-06-02: 0.93323; 2017-06-02: 0.93323; 2017-06-02: 0.93323; 2017-06-02: 0.93323; 2017-06-02: 0.93323; 2017-06-02: 0.93323; 2017-06-02: 0.93323; 2017-06-02: 0.93323; 2017-06-02: 0.93323; 2017-06-02: 0.93323; 2017-06-02: 0.93323; 2017-06-02: 0.93323; 2017-06-02: 0.93323; 2017-06-02: 0.93323; 2017-06-02: 0.93323; 2017-06-02: 0.93323; 2017-06-02: 0.93323; 2017-06-02: 0.93323; 2017-06-02: 0.93323; 2017-06-02: 0.93323
339 | Efficiency (INTV inlet to IPT exit) |  | 2017-06-02: 0.92488; 2017-06-02: 0.92451; 2017-06-02: 0.92493; 2017-06-02: 0.92493; 2017-06-02: 0.92491; 2017-06-02: 0.92489; 2017-06-02: 0.92488; 2017-06-02: 0.92489; 2017-06-02: 0.92482; 2017-06-02: 0.92483; 2017-06-02: 0.92486; 2017-06-02: 0.92486; 2017-06-02: 0.92488; 2017-06-02: 0.92489; 2017-06-02: 0.92488; 2017-06-02: 0.92487; 2017-06-02: 0.92492; 2017-06-02: 0.92493; 2017-06-02: 0.92494; 2017-06-02: 0.92493; 2017-06-02: 0.92491; 2017-06-02: 0.92489; 2017-06-02: 0.92486; 2017-06-02: 0.92484; 2017-06-02: 0.9245; 2017-06-02: 0.92452; 2017-06-02: 0.92451; 2017-06-02: 0.92451; 2017-06-02: 0.92451; 2017-06-02: 0.92451; 2017-06-02: 0.92452; 2017-06-02: 0.92451; 2017-06-02: 0.92451; 2017-06-02: 0.92451; 2017-06-02: 0.92451; 2017-06-02: 0.92451; 2017-06-02: 0.92451; 2017-06-02: 0.92456; 2017-06-02: 0.92454; 2017-06-02: 0.92455; 2017-06-02: 0.92454; 2017-06-02: 0.92451; 2017-06-02: 0.9245; 2017-06-02: 0.9245; 2017-06-02: 0.92448; 2017-06-02: 0.92449; 2017-06-02: 0.92449; 2017-06-02: 0.92451; 2017-06-02: 0.9245; 2017-06-02: 0.92446; 2017-06-02: 0.92445; 2017-06-02: 0.92444; 2017-06-02: 0.92443; 2017-06-02: 0.92441; 2017-06-02: 0.9244; 2017-06-02: 0.92439; 2017-06-02: 0.92441; 2017-06-02: 0.92438; 2017-06-02: 0.92438; 2017-06-02: 0.92436; 2017-06-02: 0.92435; 2017-06-02: 0.92444; 2017-06-02: 0.92446; 2017-06-02: 0.92447; 2017-06-02: 0.92449; 2017-06-02: 0.9245; 2017-06-02: 0.92447; 2017-06-02: 0.92448; 2017-06-02: 0.92447; 2017-06-02: 0.92448; 2017-06-02: 0.92447; 2017-06-02: 0.92447; 2017-06-02: 0.92446; 2017-06-02: 0.92445; 2017-06-02: 0.92443; 2017-06-02: 0.92445; 2017-06-02: 0.92445; 2017-06-02: 0.92447; 2017-06-02: 0.92444; 2017-06-02: 0.92444; 2017-06-02: 0.92443; 2017-06-02: 0.9244; 2017-06-02: 0.92442; 2017-06-02: 0.92443; 2017-06-02: 0.92441; 2017-06-02: 0.92442; 2017-06-02: 0.9244; 2017-06-02: 0.9244; 2017-06-02: 0.92438; 2017-06-02: 0.92436; 2017-06-02: 0.92429; 2017-06-02: 0.92432; 2017-06-02: 0.92433; 2017-06-02: 0.92433; 2017-06-02: 0.92432; 2017-06-02: 0.92432; 2017-06-02: 0.9243; 2017-06-02: 0.92429
340
341 | Differential Temperature, LP Adm. minus IPT Exit | dT, F | 2017-06-02: -92.4464; 2017-06-02: -116.5781; 2017-06-02: -53.4352; 2017-06-02: -56.3087; 2017-06-02: -66.1518; 2017-06-02: -76.1447; 2017-06-02: -90.0963; 2017-06-02: -91.8358; 2017-06-02: -82.2467; 2017-06-02: -78.5353; 2017-06-02: -77.7503; 2017-06-02: -83.9651; 2017-06-02: -90.0965; 2017-06-02: -91.8274; 2017-06-02: -94.4401; 2017-06-02: -100.0683; 2017-06-02: -126.1012; 2017-06-02: n/a; 2017-06-02: n/a; 2017-06-02: n/a; 2017-06-02: -129.9775; 2017-06-02: -131.1671; 2017-06-02: -136.8464; 2017-06-02: -146.4975; 2017-06-02: -90.6977; 2017-06-02: -91.5824; 2017-06-02: -99.1141; 2017-06-02: -107.8538; 2017-06-02: -106.0472; 2017-06-02: -117.0985; 2017-06-02: -114.9516; 2017-06-02: -119.0554; 2017-06-02: -116.5439; 2017-06-02: -121.1755; 2017-06-02: -119.6737; 2017-06-02: -122.2063; 2017-06-02: -126.0781; 2017-06-02: -126.3728; 2017-06-02: -126.3949; 2017-06-02: -126.8451; 2017-06-02: -128.5682; 2017-06-02: -133.4547; 2017-06-02: -134.4881; 2017-06-02: -136.2362; 2017-06-02: -139.9813; 2017-06-02: -143.4604; 2017-06-02: -142.6667; 2017-06-02: -140.8133; 2017-06-02: -142.2686; 2017-06-02: -147.8198; 2017-06-02: -148.9858; 2017-06-02: -150.7786; 2017-06-02: -154.1795; 2017-06-02: -154.4798; 2017-06-02: -154.4942; 2017-06-02: -155.2606; 2017-06-02: -153.99; 2017-06-02: -157.4249; 2017-06-02: -158.7166; 2017-06-02: -159.2383; 2017-06-02: -162.0311; 2017-06-02: -141.6686; 2017-06-02: -142.5524; 2017-06-02: -143.6195; 2017-06-02: -145.6789; 2017-06-02: -144.85; 2017-06-02: -149.4151; 2017-06-02: -148.6026; 2017-06-02: -150.1238; 2017-06-02: -149.3455; 2017-06-02: -151.5737; 2017-06-02: -150.9406; 2017-06-02: -153.425; 2017-06-02: -155.5412; 2017-06-02: -156.0272; 2017-06-02: -153.8026; 2017-06-02: -153.3452; 2017-06-02: -151.292; 2017-06-02: -155.0374; 2017-06-02: -156.3156; 2017-06-02: -158.0767; 2017-06-02: -161.415; 2017-06-02: -158.1118; 2017-06-02: -156.6542; 2017-06-02: -159.9199; 2017-06-02: -157.9322; 2017-06-02: -160.4232; 2017-06-02: -161.6306; 2017-06-02: -163.8356; 2017-06-02: -167.092; 2017-06-02: -171.3758; 2017-06-02: -168.0088; 2017-06-02: -166.7826; 2017-06-02: -166.3708; 2017-06-02: -167.7132; 2017-06-02: -168.1076; 2017-06-02: -170.5522; 2017-06-02: -172.7161
342 | LP Steam Admitted to STG (total) | Flow, lb/h | 2017-06-02: 29521.2667; 2017-06-02: 118985.8287; 2017-06-02: 12852.6552; 2017-06-02: 14433.1117; 2017-06-02: 20334.1523; 2017-06-02: 25514.2119; 2017-06-02: 27892.357; 2017-06-02: 27898.2301; 2017-06-02: 53043.8165; 2017-06-02: 47940.8773; 2017-06-02: 38929.8691; 2017-06-02: 36645.44; 2017-06-02: 27871.0154; 2017-06-02: 27894.992; 2017-06-02: 29226.9837; 2017-06-02: 27129.7959; 2017-06-02: 2296.1992; 2017-06-02: 0; 2017-06-02: 0; 2017-06-02: 0; 2017-06-02: 3954.238; 2017-06-02: 7296.1525; 2017-06-02: 13682.2254; 2017-06-02: 16235.6276; 2017-06-02: 123703.1341; 2017-06-02: 120582.4441; 2017-06-02: 119867.4315; 2017-06-02: 118196.6084; 2017-06-02: 119220.8328; 2017-06-02: 115727.041; 2017-06-02: 118084.781; 2017-06-02: 114999.7266; 2017-06-02: 117826.9987; 2017-06-02: 113454.6994; 2017-06-02: 117195.9558; 2017-06-02: 114991.7106; 2017-06-02: 111502.0459; 2017-06-02: 86311.2841; 2017-06-02: 89072.2059; 2017-06-02: 88229.4926; 2017-06-02: 89306.5751; 2017-06-02: 93416.4095; 2017-06-02: 94107.2947; 2017-06-02: 94501.5873; 2017-06-02: 95253.9022; 2017-06-02: 80970.4757; 2017-06-02: 82089.2256; 2017-06-02: 77848.2301; 2017-06-02: 78547.2266; 2017-06-02: 83571.1565; 2017-06-02: 84410.7744; 2017-06-02: 85117.3742; 2017-06-02: 86019.9298; 2017-06-02: 80198.7954; 2017-06-02: 81536.6761; 2017-06-02: 82740.745; 2017-06-02: 81388.6576; 2017-06-02: 86419.6194; 2017-06-02: 86599.4638; 2017-06-02: 89171.9695; 2017-06-02: 91384.4689; 2017-06-02: 67880.4353; 2017-06-02: 66481.0535; 2017-06-02: 63110.6289; 2017-06-02: 59822.3011; 2017-06-02: 59752.1491; 2017-06-02: 60804.0803; 2017-06-02: 61464.4332; 2017-06-02: 60845.716; 2017-06-02: 61697.6278; 2017-06-02: 60752.7937; 2017-06-02: 62103.7461; 2017-06-02: 61949.1084; 2017-06-02: 61176.2059; 2017-06-02: 55258.7841; 2017-06-02: 54260.4808; 2017-06-02: 53243.0581; 2017-06-02: 50671.6; 2017-06-02: 52196.365; 2017-06-02: 52862.3371; 2017-06-02: 53292.3129; 2017-06-02: 53872.8628; 2017-06-02: 45358.7127; 2017-06-02: 45046.5802; 2017-06-02: 46989.0033; 2017-06-02: 45035.1197; 2017-06-02: 45645.8447; 2017-06-02: 46190.2988; 2017-06-02: 46983.9159; 2017-06-02: 47679.0631; 2017-06-02: 48605.5953; 2017-06-02: 46433.8666; 2017-06-02: 45738.1321; 2017-06-02: 45592.2406; 2017-06-02: 46571.8214; 2017-06-02: 46937.3437; 2017-06-02: 48431.4732; 2017-06-02: 49994.8738
343 | (upstream of LP admission CV) | Pressure, psia | 2017-06-02: 104.6875; 2017-06-02: 79.4177; 2017-06-02: 104.8098; 2017-06-02: 104.9476; 2017-06-02: 104.8069; 2017-06-02: 104.8559; 2017-06-02: 104.4342; 2017-06-02: 104.4105; 2017-06-02: 95.7606; 2017-06-02: 97.8534; 2017-06-02: 100.8096; 2017-06-02: 102.3548; 2017-06-02: 104.439; 2017-06-02: 104.4098; 2017-06-02: 103.9179; 2017-06-02: 99.3791; 2017-06-02: 52.5594; 2017-06-02: 20; 2017-06-02: 20; 2017-06-02: 20; 2017-06-02: 52.339; 2017-06-02: 52.3708; 2017-06-02: 52.3437; 2017-06-02: 50.1307; 2017-06-02: 80.4614; 2017-06-02: 81.213; 2017-06-02: 80.3614; 2017-06-02: 79.5296; 2017-06-02: 80.6185; 2017-06-02: 77.8938; 2017-06-02: 79.5466; 2017-06-02: 77.5532; 2017-06-02: 79.2973; 2017-06-02: 76.7986; 2017-06-02: 78.6664; 2017-06-02: 77.4224; 2017-06-02: 74.0263; 2017-06-02: 64.474; 2017-06-02: 65.5999; 2017-06-02: 65.056; 2017-06-02: 64.497; 2017-06-02: 63.2403; 2017-06-02: 62.947; 2017-06-02: 62.3875; 2017-06-02: 60.9799; 2017-06-02: 52.5575; 2017-06-02: 53.3898; 2017-06-02: 52.741; 2017-06-02: 52.2803; 2017-06-02: 51.4874; 2017-06-02: 51.2499; 2017-06-02: 50.8798; 2017-06-02: 50.0218; 2017-06-02: 45.3779; 2017-06-02: 45.1256; 2017-06-02: 45.2596; 2017-06-02: 45.3419; 2017-06-02: 45.8027; 2017-06-02: 46.1917; 2017-06-02: 46.1064; 2017-06-02: 46.8028; 2017-06-02: 40.814; 2017-06-02: 41.2051; 2017-06-02: 40.6276; 2017-06-02: 40.0944; 2017-06-02: 40.6244; 2017-06-02: 39.3758; 2017-06-02: 40.1988; 2017-06-02: 39.2226; 2017-06-02: 40.0909; 2017-06-02: 38.862; 2017-06-02: 39.8045; 2017-06-02: 39.1925; 2017-06-02: 37.4938; 2017-06-02: 32.9594; 2017-06-02: 33.4039; 2017-06-02: 33.1065; 2017-06-02: 32.682; 2017-06-02: 32.0401; 2017-06-02: 31.9099; 2017-06-02: 31.6417; 2017-06-02: 30.9566; 2017-06-02: 26.7327; 2017-06-02: 27.1044; 2017-06-02: 26.9719; 2017-06-02: 26.6367; 2017-06-02: 26.159; 2017-06-02: 26.0484; 2017-06-02: 25.8856; 2017-06-02: 25.4731; 2017-06-02: 23.3575; 2017-06-02: 23.096; 2017-06-02: 23.104; 2017-06-02: 23.1693; 2017-06-02: 23.3315; 2017-06-02: 23.5431; 2017-06-02: 23.5063; 2017-06-02: 23.8844
344 |  | Temperature, F | 2017-06-02: 511.6676; 2017-06-02: 502.135; 2017-06-02: 523.274; 2017-06-02: 523.5778; 2017-06-02: 520.5585; 2017-06-02: 517.6405; 2017-06-02: 512.9254; 2017-06-02: 512.1419; 2017-06-02: 499.3507; 2017-06-02: 505.7274; 2017-06-02: 511.4093; 2017-06-02: 511.3081; 2017-06-02: 512.9326; 2017-06-02: 512.1495; 2017-06-02: 509.8203; 2017-06-02: 504.4329; 2017-06-02: 479.4982; 2017-06-02: 227.9185; 2017-06-02: 227.9185; 2017-06-02: 227.9185; 2017-06-02: 476.0085; 2017-06-02: 475.5268; 2017-06-02: 471.2036; 2017-06-02: 462.4137; 2017-06-02: 508.0053; 2017-06-02: 509.3942; 2017-06-02: 507.0587; 2017-06-02: 504.7074; 2017-06-02: 505.7802; 2017-06-02: 501.3401; 2017-06-02: 502.7684; 2017-06-02: 500.6473; 2017-06-02: 502.1422; 2017-06-02: 499.1848; 2017-06-02: 500.711; 2017-06-02: 498.2034; 2017-06-02: 494.7966; 2017-06-02: 493.133; 2017-06-02: 493.2617; 2017-06-02: 492.8277; 2017-06-02: 491.4801; 2017-06-02: 487.7638; 2017-06-02: 486.9612; 2017-06-02: 485.4837; 2017-06-02: 482.3919; 2017-06-02: 479.2068; 2017-06-02: 479.9091; 2017-06-02: 481.0798; 2017-06-02: 479.9649; 2017-06-02: 475.8876; 2017-06-02: 475.0205; 2017-06-02: 473.5566; 2017-06-02: 470.7678; 2017-06-02: 471.3265; 2017-06-02: 470.7689; 2017-06-02: 470.215; 2017-06-02: 471.0067; 2017-06-02: 468.5178; 2017-06-02: 468.3142; 2017-06-02: 467.1315; 2017-06-02: 465.8952; 2017-06-02: 475.3306; 2017-06-02: 476.0994; 2017-06-02: 476.9119; 2017-06-02: 477.4266; 2017-06-02: 477.9774; 2017-06-02: 474.3304; 2017-06-02: 474.9129; 2017-06-02: 473.711; 2017-06-02: 474.2901; 2017-06-02: 472.4226; 2017-06-02: 472.9618; 2017-06-02: 470.7601; 2017-06-02: 469.3487; 2017-06-02: 469.6844; 2017-06-02: 471.2623; 2017-06-02: 471.5506; 2017-06-02: 472.9401; 2017-06-02: 470.1675; 2017-06-02: 469.2193; 2017-06-02: 467.807; 2017-06-02: 465.1873; 2017-06-02: 468.2494; 2017-06-02: 469.2697; 2017-06-02: 466.966; 2017-06-02: 468.3621; 2017-06-02: 466.5493; 2017-06-02: 465.685; 2017-06-02: 463.9928; 2017-06-02: 461.4597; 2017-06-02: 459.8598; 2017-06-02: 462.3804; 2017-06-02: 463.23; 2017-06-02: 463.4892; 2017-06-02: 462.4783; 2017-06-02: 462.0398; 2017-06-02: 460.4045; 2017-06-02: 458.6313
345 |  | Enthalpy, Btu/lb | 2017-06-02: 1284.7609; 2017-06-02: 1282.3744; 2017-06-02: 1290.6095; 2017-06-02: 1290.7505; 2017-06-02: 1289.2402; 2017-06-02: 1287.763; 2017-06-02: 1285.4208; 2017-06-02: 1285.027; 2017-06-02: 1279.4024; 2017-06-02: 1282.4118; 2017-06-02: 1284.9952; 2017-06-02: 1284.7991; 2017-06-02: 1285.4238; 2017-06-02: 1285.0309; 2017-06-02: 1283.9002; 2017-06-02: 1281.613; 2017-06-02: 1273.8495; 2017-06-02: 1153.188; 2017-06-02: 1153.188; 2017-06-02: 1153.188; 2017-06-02: 1272.1664; 2017-06-02: 1271.9278; 2017-06-02: 1269.8168; 2017-06-02: 1265.7562; 2017-06-02: 1285.196; 2017-06-02: 1285.8168; 2017-06-02: 1284.7347; 2017-06-02: 1283.6435; 2017-06-02: 1284.0743; 2017-06-02: 1282.125; 2017-06-02: 1282.6775; 2017-06-02: 1281.8129; 2017-06-02: 1282.3894; 2017-06-02: 1281.159; 2017-06-02: 1281.7381; 2017-06-02: 1280.6113; 2017-06-02: 1279.2497; 2017-06-02: 1279.3581; 2017-06-02: 1279.3116; 2017-06-02: 1279.1509; 2017-06-02: 1278.5412; 2017-06-02: 1276.8349; 2017-06-02: 1276.4686; 2017-06-02: 1275.797; 2017-06-02: 1274.417; 2017-06-02: 1273.7072; 2017-06-02: 1273.9664; 2017-06-02: 1274.6044; 2017-06-02: 1274.1057; 2017-06-02: 1272.1947; 2017-06-02: 1271.7953; 2017-06-02: 1271.1186; 2017-06-02: 1269.8465; 2017-06-02: 1270.6014; 2017-06-02: 1270.3568; 2017-06-02: 1270.0735; 2017-06-02: 1270.4497; 2017-06-02: 1269.1913; 2017-06-02: 1269.0516; 2017-06-02: 1268.485; 2017-06-02: 1267.8095; 2017-06-02: 1273.0129; 2017-06-02: 1273.3456; 2017-06-02: 1273.7975; 2017-06-02: 1274.1006; 2017-06-02: 1274.3138; 2017-06-02: 1272.675; 2017-06-02: 1272.8731; 2017-06-02: 1272.3908; 2017-06-02: 1272.5825; 2017-06-02: 1271.8044; 2017-06-02: 1271.969; 2017-06-02: 1270.9665; 2017-06-02: 1270.4596; 2017-06-02: 1271.089; 2017-06-02: 1271.8031; 2017-06-02: 1271.9725; 2017-06-02: 1272.6844; 2017-06-02: 1271.4161; 2017-06-02: 1270.9733; 2017-06-02: 1270.3216; 2017-06-02: 1269.1337; 2017-06-02: 1271.04; 2017-06-02: 1271.4905; 2017-06-02: 1270.4007; 2017-06-02: 1271.1036; 2017-06-02: 1270.285; 2017-06-02: 1269.8826; 2017-06-02: 1269.0898; 2017-06-02: 1267.9209; 2017-06-02: 1267.3792; 2017-06-02: 1268.6101; 2017-06-02: 1269.0146; 2017-06-02: 1269.1316; 2017-06-02: 1268.632; 2017-06-02: 1268.4007; 2017-06-02: 1267.6234; 2017-06-02: 1266.7365
346
347 | LP Turbine Inlet Steam | Flow, lb/h | 2017-06-02: 2230713.9456; 2017-06-02: 1679674.862; 2017-06-02: 2263519.2861; 2017-06-02: 2262901.0212; 2017-06-02: 2252265.913; 2017-06-02: 2245571.3505; 2017-06-02: 2226333.7096; 2017-06-02: 2224717.0144; 2017-06-02: 2062591.9328; 2017-06-02: 2104971.2517; 2017-06-02: 2163524.6653; 2017-06-02: 2190302.1217; 2017-06-02: 2226429.743; 2017-06-02: 2224747.9673; 2017-06-02: 2213894.6013; 2017-06-02: 2115894.4602; 2017-06-02: 1109894.178; 2017-06-02: 1105743.3112; 2017-06-02: 1094849.4682; 2017-06-02: 1099446.3747; 2017-06-02: 1105093.2997; 2017-06-02: 1105595.6895; 2017-06-02: 1104760.7542; 2017-06-02: 1057319.4413; 2017-06-02: 1717368.3839; 2017-06-02: 1731512.2842; 2017-06-02: 1709235.7008; 2017-06-02: 1686540.8561; 2017-06-02: 1710376.1971; 2017-06-02: 1647287.7829; 2017-06-02: 1683052.6993; 2017-06-02: 1639105.8925; 2017-06-02: 1677058.1492; 2017-06-02: 1622538.14; 2017-06-02: 1662384.8745; 2017-06-02: 1635874.8832; 2017-06-02: 1563283.9204; 2017-06-02: 1359870.809; 2017-06-02: 1383871.2323; 2017-06-02: 1372270.234; 2017-06-02: 1360267.6414; 2017-06-02: 1333320.3407; 2017-06-02: 1327048.8016; 2017-06-02: 1315088.2732; 2017-06-02: 1285029.8065; 2017-06-02: 1105671.8813; 2017-06-02: 1123397.5908; 2017-06-02: 1109662.4279; 2017-06-02: 1099824.9528; 2017-06-02: 1082835.7643; 2017-06-02: 1077750.754; 2017-06-02: 1069860.1386; 2017-06-02: 1051574.8955; 2017-06-02: 952719.1838; 2017-06-02: 947736.5562; 2017-06-02: 950588.9875; 2017-06-02: 952395.3685; 2017-06-02: 962197.1287; 2017-06-02: 969962.345; 2017-06-02: 968666.2904; 2017-06-02: 982896.7001; 2017-06-02: 858484.1884; 2017-06-02: 866026.3849; 2017-06-02: 852864.248; 2017-06-02: 840318.7887; 2017-06-02: 851561.8441; 2017-06-02: 825114.5523; 2017-06-02: 842632.3216; 2017-06-02: 821880.3683; 2017-06-02: 840359.2656; 2017-06-02: 814220.7094; 2017-06-02: 834255.9834; 2017-06-02: 821238.2934; 2017-06-02: 785112.0214; 2017-06-02: 688815.958; 2017-06-02: 698286.6805; 2017-06-02: 691984.2678; 2017-06-02: 683041.491; 2017-06-02: 669374.1865; 2017-06-02: 666594.693; 2017-06-02: 660891.8147; 2017-06-02: 646317.4306; 2017-06-02: 556795.2962; 2017-06-02: 564671.7843; 2017-06-02: 561834.9089; 2017-06-02: 554757.3238; 2017-06-02: 544620.3196; 2017-06-02: 542264.1669; 2017-06-02: 538798.709; 2017-06-02: 530000.9348; 2017-06-02: 485127.9211; 2017-06-02: 479622.9828; 2017-06-02: 479805.605; 2017-06-02: 481196.582; 2017-06-02: 484614.8168; 2017-06-02: 489100.3721; 2017-06-02: 488294.1674; 2017-06-02: 496244.9426
348 |  | Pressure, psia | 2017-06-02: 97.05; 2017-06-02: 73.5338; 2017-06-02: 97.1645; 2017-06-02: 97.2921; 2017-06-02: 97.1611; 2017-06-02: 97.2063; 2017-06-02: 96.813; 2017-06-02: 96.7886; 2017-06-02: 88.7432; 2017-06-02: 90.6891; 2017-06-02: 93.4411; 2017-06-02: 94.8781; 2017-06-02: 96.8175; 2017-06-02: 96.7899; 2017-06-02: 96.3323; 2017-06-02: 92.1098; 2017-06-02: 48.5381; 2017-06-02: 48.3516; 2017-06-02: 47.8784; 2017-06-02: 48.0784; 2017-06-02: 48.3342; 2017-06-02: 48.363; 2017-06-02: 48.3388; 2017-06-02: 46.2793; 2017-06-02: 74.5044; 2017-06-02: 75.2045; 2017-06-02: 74.4121; 2017-06-02: 73.638; 2017-06-02: 74.6513; 2017-06-02: 72.1157; 2017-06-02: 73.6535; 2017-06-02: 71.7988; 2017-06-02: 73.4217; 2017-06-02: 71.0965; 2017-06-02: 72.8346; 2017-06-02: 71.6775; 2017-06-02: 68.5157; 2017-06-02: 59.6272; 2017-06-02: 60.675; 2017-06-02: 60.1688; 2017-06-02: 59.6483; 2017-06-02: 58.4791; 2017-06-02: 58.207; 2017-06-02: 57.6856; 2017-06-02: 56.3765; 2017-06-02: 48.5375; 2017-06-02: 49.3124; 2017-06-02: 48.7085; 2017-06-02: 48.2798; 2017-06-02: 47.5426; 2017-06-02: 47.3212; 2017-06-02: 46.9765; 2017-06-02: 46.1781; 2017-06-02: 41.8563; 2017-06-02: 41.6217; 2017-06-02: 41.7469; 2017-06-02: 41.8229; 2017-06-02: 42.2525; 2017-06-02: 42.6137; 2017-06-02: 42.5343; 2017-06-02: 43.1825; 2017-06-02: 37.6076; 2017-06-02: 37.9714; 2017-06-02: 37.4346; 2017-06-02: 36.9348; 2017-06-02: 37.4264; 2017-06-02: 36.2692; 2017-06-02: 37.0364; 2017-06-02: 36.1279; 2017-06-02: 36.9366; 2017-06-02: 35.7923; 2017-06-02: 36.67; 2017-06-02: 36.1005; 2017-06-02: 34.5194; 2017-06-02: 30.2988; 2017-06-02: 30.7125; 2017-06-02: 30.4356; 2017-06-02: 30.0417; 2017-06-02: 29.4439; 2017-06-02: 29.3229; 2017-06-02: 29.0732; 2017-06-02: 28.4361; 2017-06-02: 24.5054; 2017-06-02: 24.8502; 2017-06-02: 24.7273; 2017-06-02: 24.4153; 2017-06-02: 23.9711; 2017-06-02: 23.8682; 2017-06-02: 23.717; 2017-06-02: 23.333; 2017-06-02: 21.3656; 2017-06-02: 21.1212; 2017-06-02: 21.1286; 2017-06-02: 21.1892; 2017-06-02: 21.34; 2017-06-02: 21.537; 2017-06-02: 21.5028; 2017-06-02: 21.8543
349 |  | Temperature, F | 2017-06-02: 602.8849; 2017-06-02: 610.6006; 2017-06-02: 576.3807; 2017-06-02: 579.4997; 2017-06-02: 586.0917; 2017-06-02: 592.8975; 2017-06-02: 601.8838; 2017-06-02: 602.8272; 2017-06-02: 579.4864; 2017-06-02: 582.4735; 2017-06-02: 587.7565; 2017-06-02: 593.857; 2017-06-02: 601.8921; 2017-06-02: 602.827; 2017-06-02: 603.046; 2017-06-02: 603.2817; 2017-06-02: 605.9118; 2017-06-02: 605.6872; 2017-06-02: 605.7273; 2017-06-02: 605.7246; 2017-06-02: 606.1046; 2017-06-02: 606.4056; 2017-06-02: 606.9207; 2017-06-02: 607.235; 2017-06-02: 592.3204; 2017-06-02: 594.7459; 2017-06-02: 599.378; 2017-06-02: 605.1686; 2017-06-02: 604.5877; 2017-06-02: 610.3706; 2017-06-02: 609.8059; 2017-06-02: 611.5041; 2017-06-02: 610.6449; 2017-06-02: 612.046; 2017-06-02: 612.0905; 2017-06-02: 611.9762; 2017-06-02: 612.0574; 2017-06-02: 611.7334; 2017-06-02: 611.7622; 2017-06-02: 611.7624; 2017-06-02: 611.8534; 2017-06-02: 612.1134; 2017-06-02: 612.1576; 2017-06-02: 612.1789; 2017-06-02: 612.252; 2017-06-02: 612.4624; 2017-06-02: 612.4474; 2017-06-02: 612.3193; 2017-06-02: 612.3783; 2017-06-02: 612.601; 2017-06-02: 612.6388; 2017-06-02: 612.6429; 2017-06-02: 612.6438; 2017-06-02: 613.1125; 2017-06-02: 612.2833; 2017-06-02: 612.2718; 2017-06-02: 612.1492; 2017-06-02: 612.1092; 2017-06-02: 613.1611; 2017-06-02: 612.0127; 2017-06-02: 613.1547; 2017-06-02: 606.3715; 2017-06-02: 608.275; 2017-06-02: 610.4642; 2017-06-02: 613.2855; 2017-06-02: 613.2148; 2017-06-02: 613.2891; 2017-06-02: 613.2286; 2017-06-02: 613.2763; 2017-06-02: 613.224; 2017-06-02: 613.2452; 2017-06-02: 613.2209; 2017-06-02: 613.1707; 2017-06-02: 613.3303; 2017-06-02: 613.7622; 2017-06-02: 613.6822; 2017-06-02: 613.6684; 2017-06-02: 613.5847; 2017-06-02: 613.6918; 2017-06-02: 613.7155; 2017-06-02: 613.715; 2017-06-02: 613.7296; 2017-06-02: 614.0741; 2017-06-02: 614.0197; 2017-06-02: 614.1027; 2017-06-02: 614.0676; 2017-06-02: 614.1225; 2017-06-02: 614.1434; 2017-06-02: 614.14; 2017-06-02: 614.1225; 2017-06-02: 614.6584; 2017-06-02: 614.7142; 2017-06-02: 614.7041; 2017-06-02: 614.6868; 2017-06-02: 614.6634; 2017-06-02: 614.6058; 2017-06-02: 614.6301; 2017-06-02: 614.5383
350 |  | Enthalpy, Btu/lb | 2017-06-02: 1331.0921; 2017-06-02: 1336.5186; 2017-06-02: 1317.8613; 2017-06-02: 1319.4086; 2017-06-02: 1322.7074; 2017-06-02: 1326.0995; 2017-06-02: 1330.6089; 2017-06-02: 1331.0814; 2017-06-02: 1320.0346; 2017-06-02: 1321.3768; 2017-06-02: 1323.8067; 2017-06-02: 1326.7435; 2017-06-02: 1330.6128; 2017-06-02: 1331.081; 2017-06-02: 1331.222; 2017-06-02: 1331.63; 2017-06-02: 1335.884; 2017-06-02: 1335.7869; 2017-06-02: 1335.838; 2017-06-02: 1335.8234; 2017-06-02: 1335.9919; 2017-06-02: 1336.1373; 2017-06-02: 1336.3909; 2017-06-02: 1336.682; 2017-06-02: 1327.4206; 2017-06-02: 1328.5698; 2017-06-02: 1330.9137; 2017-06-02: 1333.8277; 2017-06-02: 1333.4717; 2017-06-02: 1336.4997; 2017-06-02: 1336.1175; 2017-06-02: 1337.0805; 2017-06-02: 1336.5478; 2017-06-02: 1337.3948; 2017-06-02: 1337.301; 2017-06-02: 1337.3217; 2017-06-02: 1337.5719; 2017-06-02: 1338.001; 2017-06-02: 1337.9459; 2017-06-02: 1337.9795; 2017-06-02: 1338.0586; 2017-06-02: 1338.2636; 2017-06-02: 1338.3036; 2017-06-02: 1338.3483; 2017-06-02: 1338.4704; 2017-06-02: 1339.0899; 2017-06-02: 1339.0315; 2017-06-02: 1339.0087; 2017-06-02: 1339.0659; 2017-06-02: 1339.2232; 2017-06-02: 1339.2563; 2017-06-02: 1339.2808; 2017-06-02: 1339.3337; 2017-06-02: 1339.8457; 2017-06-02: 1339.4562; 2017-06-02: 1339.4425; 2017-06-02: 1339.3776; 2017-06-02: 1339.3298; 2017-06-02: 1339.82; 2017-06-02: 1339.2645; 2017-06-02: 1339.7795; 2017-06-02: 1336.838; 2017-06-02: 1337.7413; 2017-06-02: 1338.844; 2017-06-02: 1340.2516; 2017-06-02: 1340.185; 2017-06-02: 1340.2972; 2017-06-02: 1340.2172; 2017-06-02: 1340.2997; 2017-06-02: 1340.2215; 2017-06-02: 1340.3066; 2017-06-02: 1340.2374; 2017-06-02: 1340.2503; 2017-06-02: 1340.4313; 2017-06-02: 1340.9158; 2017-06-02: 1340.85; 2017-06-02: 1340.8612; 2017-06-02: 1340.8462; 2017-06-02: 1340.9373; 2017-06-02: 1340.9567; 2017-06-02: 1340.9726; 2017-06-02: 1341.0211; 2017-06-02: 1341.4433; 2017-06-02: 1341.3943; 2017-06-02: 1341.4429; 2017-06-02: 1341.4459; 2017-06-02: 1341.5014; 2017-06-02: 1341.5181; 2017-06-02: 1341.5263; 2017-06-02: 1341.5426; 2017-06-02: 1341.9296; 2017-06-02: 1341.9726; 2017-06-02: 1341.967; 2017-06-02: 1341.9549; 2017-06-02: 1341.9339; 2017-06-02: 1341.893; 2017-06-02: 1341.9072; 2017-06-02: 1341.8397
351 | LP Turbine Exit | Flow, lb/h | 2017-06-02: 2230713.9456; 2017-06-02: 1679674.862; 2017-06-02: 2263519.2861; 2017-06-02: 2262901.0212; 2017-06-02: 2252265.913; 2017-06-02: 2245571.3505; 2017-06-02: 2226333.7096; 2017-06-02: 2224717.0144; 2017-06-02: 2062591.9328; 2017-06-02: 2104971.2517; 2017-06-02: 2163524.6653; 2017-06-02: 2190302.1217; 2017-06-02: 2226429.743; 2017-06-02: 2224747.9673; 2017-06-02: 2213894.6013; 2017-06-02: 2115894.4602; 2017-06-02: 1109894.178; 2017-06-02: 1105743.3112; 2017-06-02: 1094849.4682; 2017-06-02: 1099446.3747; 2017-06-02: 1105093.2997; 2017-06-02: 1105595.6895; 2017-06-02: 1104760.7542; 2017-06-02: 1057319.4413; 2017-06-02: 1717368.3839; 2017-06-02: 1731512.2842; 2017-06-02: 1709235.7008; 2017-06-02: 1686540.8561; 2017-06-02: 1710376.1971; 2017-06-02: 1647287.7829; 2017-06-02: 1683052.6993; 2017-06-02: 1639105.8925; 2017-06-02: 1677058.1492; 2017-06-02: 1622538.14; 2017-06-02: 1662384.8745; 2017-06-02: 1635874.8832; 2017-06-02: 1563283.9204; 2017-06-02: 1359870.809; 2017-06-02: 1383871.2323; 2017-06-02: 1372270.234; 2017-06-02: 1360267.6414; 2017-06-02: 1333320.3407; 2017-06-02: 1327048.8016; 2017-06-02: 1315088.2732; 2017-06-02: 1285029.8065; 2017-06-02: 1105671.8813; 2017-06-02: 1123397.5908; 2017-06-02: 1109662.4279; 2017-06-02: 1099824.9528; 2017-06-02: 1082835.7643; 2017-06-02: 1077750.754; 2017-06-02: 1069860.1386; 2017-06-02: 1051574.8955; 2017-06-02: 952719.1838; 2017-06-02: 947736.5562; 2017-06-02: 950588.9875; 2017-06-02: 952395.3685; 2017-06-02: 962197.1287; 2017-06-02: 969962.345; 2017-06-02: 968666.2904; 2017-06-02: 982896.7001; 2017-06-02: 858484.1884; 2017-06-02: 866026.3849; 2017-06-02: 852864.248; 2017-06-02: 840318.7887; 2017-06-02: 851561.8441; 2017-06-02: 825114.5523; 2017-06-02: 842632.3216; 2017-06-02: 821880.3683; 2017-06-02: 840359.2656; 2017-06-02: 814220.7094; 2017-06-02: 834255.9834; 2017-06-02: 821238.2934; 2017-06-02: 785112.0214; 2017-06-02: 688815.958; 2017-06-02: 698286.6805; 2017-06-02: 691984.2678; 2017-06-02: 683041.491; 2017-06-02: 669374.1865; 2017-06-02: 666594.693; 2017-06-02: 660891.8147; 2017-06-02: 646317.4306; 2017-06-02: 556795.2962; 2017-06-02: 564671.7843; 2017-06-02: 561834.9089; 2017-06-02: 554757.3238; 2017-06-02: 544620.3196; 2017-06-02: 542264.1669; 2017-06-02: 538798.709; 2017-06-02: 530000.9348; 2017-06-02: 485127.9211; 2017-06-02: 479622.9828; 2017-06-02: 479805.605; 2017-06-02: 481196.582; 2017-06-02: 484614.8168; 2017-06-02: 489100.3721; 2017-06-02: 488294.1674; 2017-06-02: 496244.9426
352 |  | Pressure, psia | 2017-06-02: 1.4602; 2017-06-02: 1.1442; 2017-06-02: 0.71461; 2017-06-02: 0.71415; 2017-06-02: 0.86072; 2017-06-02: 1.0566; 2017-06-02: 1.3755; 2017-06-02: 1.4565; 2017-06-02: 0.61274; 2017-06-02: 0.64511; 2017-06-02: 0.81857; 2017-06-02: 1.0277; 2017-06-02: 1.3756; 2017-06-02: 1.4565; 2017-06-02: 1.6374; 2017-06-02: 1.9612; 2017-06-02: 0.66847; 2017-06-02: 0.53166; 2017-06-02: 0.52002; 2017-06-02: 0.56221; 2017-06-02: 0.83556; 2017-06-02: 0.90377; 2017-06-02: 1.0601; 2017-06-02: 1.3659; 2017-06-02: 0.5269; 2017-06-02: 0.49539; 2017-06-02: 0.62026; 2017-06-02: 0.78404; 2017-06-02: 0.79472; 2017-06-02: 1.0546; 2017-06-02: 1.0729; 2017-06-02: 1.1229; 2017-06-02: 1.1427; 2017-06-02: 1.2842; 2017-06-02: 1.3024; 2017-06-02: 1.6482; 2017-06-02: 1.611; 2017-06-02: 0.52465; 2017-06-02: 0.58735; 2017-06-02: 0.57873; 2017-06-02: 0.65009; 2017-06-02: 0.92307; 2017-06-02: 0.99105; 2017-06-02: 1.1482; 2017-06-02: 1.4732; 2017-06-02: 0.6653; 2017-06-02: 0.66835; 2017-06-02: 0.52678; 2017-06-02: 0.56261; 2017-06-02: 0.82758; 2017-06-02: 0.8934; 2017-06-02: 1.0461; 2017-06-02: 1.3635; 2017-06-02: 0.5307; 2017-06-02: 0.54291; 2017-06-02: 0.59082; 2017-06-02: 0.51555; 2017-06-02: 0.78345; 2017-06-02: 0.8528; 2017-06-02: 1.0054; 2017-06-02: 1.3322; 2017-06-02: 0.66462; 2017-06-02: 0.62437; 2017-06-02: 0.5344; 2017-06-02: 0.50737; 2017-06-02: 0.51117; 2017-06-02: 0.73482; 2017-06-02: 0.74095; 2017-06-02: 0.79851; 2017-06-02: 0.8052; 2017-06-02: 0.94493; 2017-06-02: 0.95267; 2017-06-02: 1.26; 2017-06-02: 1.2441; 2017-06-02: 0.80024; 2017-06-02: 0.66162; 2017-06-02: 0.63283; 2017-06-02: 0.51389; 2017-06-02: 0.68128; 2017-06-02: 0.74338; 2017-06-02: 0.88664; 2017-06-02: 1.1841; 2017-06-02: 0.58435; 2017-06-02: 0.51719; 2017-06-02: 0.67135; 2017-06-02: 0.54118; 2017-06-02: 0.6397; 2017-06-02: 0.70053; 2017-06-02: 0.84141; 2017-06-02: 1.1348; 2017-06-02: 1.0075; 2017-06-02: 0.64565; 2017-06-02: 0.5824; 2017-06-02: 0.55631; 2017-06-02: 0.6201; 2017-06-02: 0.68253; 2017-06-02: 0.82298; 2017-06-02: 1.1206
353 |  | Pressure, in. HgA | 2017-06-02: 2.973; 2017-06-02: 2.3296; 2017-06-02: 1.455; 2017-06-02: 1.454; 2017-06-02: 1.7524; 2017-06-02: 2.1513; 2017-06-02: 2.8006; 2017-06-02: 2.9654; 2017-06-02: 1.2475; 2017-06-02: 1.3135; 2017-06-02: 1.6666; 2017-06-02: 2.0925; 2017-06-02: 2.8007; 2017-06-02: 2.9655; 2017-06-02: 3.3338; 2017-06-02: 3.9931; 2017-06-02: 1.361; 2017-06-02: 1.0825; 2017-06-02: 1.0588; 2017-06-02: 1.1447; 2017-06-02: 1.7012; 2017-06-02: 1.8401; 2017-06-02: 2.1584; 2017-06-02: 2.7811; 2017-06-02: 1.0728; 2017-06-02: 1.0086; 2017-06-02: 1.2629; 2017-06-02: 1.5963; 2017-06-02: 1.6181; 2017-06-02: 2.1472; 2017-06-02: 2.1845; 2017-06-02: 2.2862; 2017-06-02: 2.3267; 2017-06-02: 2.6146; 2017-06-02: 2.6518; 2017-06-02: 3.3557; 2017-06-02: 3.2799; 2017-06-02: 1.0682; 2017-06-02: 1.1959; 2017-06-02: 1.1783; 2017-06-02: 1.3236; 2017-06-02: 1.8794; 2017-06-02: 2.0178; 2017-06-02: 2.3378; 2017-06-02: 2.9994; 2017-06-02: 1.3546; 2017-06-02: 1.3608; 2017-06-02: 1.0725; 2017-06-02: 1.1455; 2017-06-02: 1.685; 2017-06-02: 1.819; 2017-06-02: 2.1299; 2017-06-02: 2.7762; 2017-06-02: 1.0805; 2017-06-02: 1.1054; 2017-06-02: 1.2029; 2017-06-02: 1.0497; 2017-06-02: 1.5951; 2017-06-02: 1.7363; 2017-06-02: 2.0469; 2017-06-02: 2.7125; 2017-06-02: 1.3532; 2017-06-02: 1.2712; 2017-06-02: 1.0881; 2017-06-02: 1.033; 2017-06-02: 1.0408; 2017-06-02: 1.4961; 2017-06-02: 1.5086; 2017-06-02: 1.6258; 2017-06-02: 1.6394; 2017-06-02: 1.9239; 2017-06-02: 1.9396; 2017-06-02: 2.5654; 2017-06-02: 2.5331; 2017-06-02: 1.6293; 2017-06-02: 1.3471; 2017-06-02: 1.2885; 2017-06-02: 1.0463; 2017-06-02: 1.3871; 2017-06-02: 1.5135; 2017-06-02: 1.8052; 2017-06-02: 2.4109; 2017-06-02: 1.1898; 2017-06-02: 1.053; 2017-06-02: 1.3669; 2017-06-02: 1.1018; 2017-06-02: 1.3024; 2017-06-02: 1.4263; 2017-06-02: 1.7131; 2017-06-02: 2.3105; 2017-06-02: 2.0513; 2017-06-02: 1.3146; 2017-06-02: 1.1858; 2017-06-02: 1.1327; 2017-06-02: 1.2625; 2017-06-02: 1.3896; 2017-06-02: 1.6756; 2017-06-02: 2.2816
354 |  | Temperature, F | 2017-06-02: 114.692; 2017-06-02: 106.2406; 2017-06-02: 90.7056; 2017-06-02: 90.6849; 2017-06-02: 96.728; 2017-06-02: 103.5437; 2017-06-02: 112.595; 2017-06-02: 114.6016; 2017-06-02: 85.8371; 2017-06-02: 87.4557; 2017-06-02: 95.088; 2017-06-02: 102.6108; 2017-06-02: 112.5964; 2017-06-02: 114.6022; 2017-06-02: 118.7605; 2017-06-02: 125.3071; 2017-06-02: 88.5807; 2017-06-02: 81.4302; 2017-06-02: 80.7505; 2017-06-02: 83.1553; 2017-06-02: 95.7578; 2017-06-02: 98.3332; 2017-06-02: 103.6537; 2017-06-02: 112.3507; 2017-06-02: 81.1537; 2017-06-02: 79.2664; 2017-06-02: 86.22; 2017-06-02: 93.6887; 2017-06-02: 94.1272; 2017-06-02: 103.4796; 2017-06-02: 104.0596; 2017-06-02: 105.6007; 2017-06-02: 106.1982; 2017-06-02: 110.2048; 2017-06-02: 110.6938; 2017-06-02: 118.9953; 2017-06-02: 118.1779; 2017-06-02: 81.0221; 2017-06-02: 84.5146; 2017-06-02: 84.0546; 2017-06-02: 87.6985; 2017-06-02: 99.0315; 2017-06-02: 101.3938; 2017-06-02: 106.3612; 2017-06-02: 115.0034; 2017-06-02: 88.4298; 2017-06-02: 88.5747; 2017-06-02: 81.1468; 2017-06-02: 83.1772; 2017-06-02: 95.4446; 2017-06-02: 97.9527; 2017-06-02: 103.2069; 2017-06-02: 112.2895; 2017-06-02: 81.3747; 2017-06-02: 82.0753; 2017-06-02: 84.6986; 2017-06-02: 80.4857; 2017-06-02: 93.6642; 2017-06-02: 96.4252; 2017-06-02: 101.8731; 2017-06-02: 111.4799; 2017-06-02: 88.3978; 2017-06-02: 86.4271; 2017-06-02: 81.5886; 2017-06-02: 79.9957; 2017-06-02: 80.2243; 2017-06-02: 91.5989; 2017-06-02: 91.8658; 2017-06-02: 94.2816; 2017-06-02: 94.5522; 2017-06-02: 99.8069; 2017-06-02: 100.0778; 2017-06-02: 109.5474; 2017-06-02: 109.1107; 2017-06-02: 94.3518; 2017-06-02: 88.2547; 2017-06-02: 86.8503; 2017-06-02: 80.3867; 2017-06-02: 89.1829; 2017-06-02: 91.971; 2017-06-02: 97.7027; 2017-06-02: 107.413; 2017-06-02: 84.3553; 2017-06-02: 80.5831; 2017-06-02: 88.7169; 2017-06-02: 81.9766; 2017-06-02: 87.1905; 2017-06-02: 90.0702; 2017-06-02: 95.9855; 2017-06-02: 114.0125; 2017-06-02: 110.737; 2017-06-02: 87.4821; 2017-06-02: 84.2509; 2017-06-02: 82.8288; 2017-06-02: 86.2117; 2017-06-02: 89.2414; 2017-06-02: 95.2628; 2017-06-02: 122.2718
355 | ELEP | Enthalpy, Btu/lb | 2017-06-02: 1028.9203; 2017-06-02: 1034.2806; 2017-06-02: 993.0404; 2017-06-02: 993.739; 2017-06-02: 1000.3753; 2017-06-02: 1011.2824; 2017-06-02: 1025.9827; 2017-06-02: 1028.9405; 2017-06-02: 994.5473; 2017-06-02: 995.0434; 2017-06-02: 1000.687; 2017-06-02: 1011.6048; 2017-06-02: 1025.9848; 2017-06-02: 1028.9375; 2017-06-02: 1034.8648; 2017-06-02: 1046.3123; 2017-06-02: 1031.2823; 2017-06-02: 1020.8507; 2017-06-02: 1020.3692; 2017-06-02: 1023.7174; 2017-06-02: 1042.1232; 2017-06-02: 1045.9383; 2017-06-02: 1053.8643; 2017-06-02: 1069.0323; 2017-06-02: 998.1092; 2017-06-02: 998.5726; 2017-06-02: 1002.7644; 2017-06-02: 1015.2553; 2017-06-02: 1014.9887; 2017-06-02: 1031.4457; 2017-06-02: 1030.9439; 2017-06-02: 1034.9469; 2017-06-02: 1034.3175; 2017-06-02: 1042.0815; 2017-06-02: 1041.3983; 2017-06-02: 1053.817; 2017-06-02: 1055.3127; 2017-06-02: 1009.9221; 2017-06-02: 1014.0885; 2017-06-02: 1013.8671; 2017-06-02: 1019.6469; 2017-06-02: 1037.1756; 2017-06-02: 1040.8463; 2017-06-02: 1048.4774; 2017-06-02: 1062.1209; 2017-06-02: 1031.9439; 2017-06-02: 1031.3003; 2017-06-02: 1020.9255; 2017-06-02: 1024.4255; 2017-06-02: 1043.4546; 2017-06-02: 1047.4078; 2017-06-02: 1055.5221; 2017-06-02: 1069.7284; 2017-06-02: 1029.4616; 2017-06-02: 1030.6271; 2017-06-02: 1034.4125; 2017-06-02: 1027.944; 2017-06-02: 1047.1498; 2017-06-02: 1051.041; 2017-06-02: 1058.9447; 2017-06-02: 1072.494; 2017-06-02: 1044.2242; 2017-06-02: 1041.1692; 2017-06-02: 1035.0974; 2017-06-02: 1034.0217; 2017-06-02: 1033.6563; 2017-06-02: 1052.6412; 2017-06-02: 1051.8905; 2017-06-02: 1056.9133; 2017-06-02: 1056.0973; 2017-06-02: 1065.755; 2017-06-02: 1064.8122; 2017-06-02: 1079.8414; 2017-06-02: 1081.7743; 2017-06-02: 1066.7998; 2017-06-02: 1056.6566; 2017-06-02: 1054.9752; 2017-06-02: 1045.6408; 2017-06-02: 1060.3832; 2017-06-02: 1064.9231; 2017-06-02: 1074.2245; 2017-06-02: 1090.3418; 2017-06-02: 1062.8961; 2017-06-02: 1056.1717; 2017-06-02: 1069.2821; 2017-06-02: 1059.3338; 2017-06-02: 1068.5796; 2017-06-02: 1073.3612; 2017-06-02: 1083.0108; 2017-06-02: 1099.5081; 2017-06-02: 1098.3946; 2017-06-02: 1076.1217; 2017-06-02: 1070.9373; 2017-06-02: 1068.5001; 2017-06-02: 1073.5151; 2017-06-02: 1077.8251; 2017-06-02: 1087.4768; 2017-06-02: 1102.7016
356 | UEEP | Enthalpy, Btu/lb | 2017-06-02: 1037.4731; 2017-06-02: 1042.0505; 2017-06-02: 1023.7187; 2017-06-02: 1024.4401; 2017-06-02: 1026.189; 2017-06-02: 1029.1323; 2017-06-02: 1035.8218; 2017-06-02: 1037.4891; 2017-06-02: 1025.324; 2017-06-02: 1025.8253; 2017-06-02: 1026.9126; 2017-06-02: 1029.5506; 2017-06-02: 1035.824; 2017-06-02: 1037.486; 2017-06-02: 1041.5118; 2017-06-02: 1051.1777; 2017-06-02: 1041.3248; 2017-06-02: 1037.4985; 2017-06-02: 1037.44; 2017-06-02: 1038.3768; 2017-06-02: 1048.2384; 2017-06-02: 1051.3957; 2017-06-02: 1058.7061; 2017-06-02: 1074.8676; 2017-06-02: 1029.0966; 2017-06-02: 1029.5712; 2017-06-02: 1030.7122; 2017-06-02: 1033.4362; 2017-06-02: 1033.192; 2017-06-02: 1040.3416; 2017-06-02: 1039.9413; 2017-06-02: 1042.627; 2017-06-02: 1042.0823; 2017-06-02: 1047.8415; 2017-06-02: 1047.2375; 2017-06-02: 1058.624; 2017-06-02: 1060.1287; 2017-06-02: 1035.3124; 2017-06-02: 1035.7578; 2017-06-02: 1035.7689; 2017-06-02: 1036.7337; 2017-06-02: 1044.6197; 2017-06-02: 1047.2126; 2017-06-02: 1053.5397; 2017-06-02: 1067.1815; 2017-06-02: 1042.0337; 2017-06-02: 1041.6881; 2017-06-02: 1038.0673; 2017-06-02: 1039.1103; 2017-06-02: 1049.4322; 2017-06-02: 1052.7693; 2017-06-02: 1060.3733; 2017-06-02: 1075.5916; 2017-06-02: 1041.4495; 2017-06-02: 1041.8613; 2017-06-02: 1043.6296; 2017-06-02: 1040.701; 2017-06-02: 1052.6193; 2017-06-02: 1056.0784; 2017-06-02: 1063.8234; 2017-06-02: 1078.6969; 2017-06-02: 1050.0281; 2017-06-02: 1047.8351; 2017-06-02: 1044.0496; 2017-06-02: 1043.8248; 2017-06-02: 1043.615; 2017-06-02: 1057.6347; 2017-06-02: 1056.924; 2017-06-02: 1061.7907; 2017-06-02: 1060.9705; 2017-06-02: 1071.0405; 2017-06-02: 1069.9962; 2017-06-02: 1087.23; 2017-06-02: 1089.5309; 2017-06-02: 1072.1475; 2017-06-02: 1061.5466; 2017-06-02: 1059.8832; 2017-06-02: 1051.6446; 2017-06-02: 1065.2894; 2017-06-02: 1070.0435; 2017-06-02: 1080.5177; 2017-06-02: 1099.898; 2017-06-02: 1067.9068; 2017-06-02: 1061.0762; 2017-06-02: 1074.8565; 2017-06-02: 1064.2508; 2017-06-02: 1074.0676; 2017-06-02: 1079.4678; 2017-06-02: 1090.834; 2017-06-02: 1110.959; 2017-06-02: 1109.5773; 2017-06-02: 1082.5667; 2017-06-02: 1076.6501; 2017-06-02: 1073.9386; 2017-06-02: 1079.5981; 2017-06-02: 1084.6058; 2017-06-02: 1096.1986; 2017-06-02: 1114.7479
357 | Exhaust Loss | Btu/lb | 2017-06-02: 8.5529; 2017-06-02: 7.7696; 2017-06-02: 30.6779; 2017-06-02: 30.7009; 2017-06-02: 25.8134; 2017-06-02: 17.8501; 2017-06-02: 9.8392; 2017-06-02: 8.5483; 2017-06-02: 30.7767; 2017-06-02: 30.7819; 2017-06-02: 26.2255; 2017-06-02: 17.9458; 2017-06-02: 9.8393; 2017-06-02: 8.5485; 2017-06-02: 6.647; 2017-06-02: 4.8656; 2017-06-02: 10.0423; 2017-06-02: 16.6475; 2017-06-02: 17.071; 2017-06-02: 14.6594; 2017-06-02: 6.1154; 2017-06-02: 5.4572; 2017-06-02: 4.8417; 2017-06-02: 5.8352; 2017-06-02: 30.9875; 2017-06-02: 30.9983; 2017-06-02: 27.9481; 2017-06-02: 18.1808; 2017-06-02: 18.2032; 2017-06-02: 8.8957; 2017-06-02: 8.9974; 2017-06-02: 7.6799; 2017-06-02: 7.7646; 2017-06-02: 5.7599; 2017-06-02: 5.8392; 2017-06-02: 4.8068; 2017-06-02: 4.8161; 2017-06-02: 25.3901; 2017-06-02: 21.6697; 2017-06-02: 21.902; 2017-06-02: 17.0868; 2017-06-02: 7.4441; 2017-06-02: 6.3663; 2017-06-02: 5.0624; 2017-06-02: 5.0606; 2017-06-02: 10.0899; 2017-06-02: 10.3878; 2017-06-02: 17.1419; 2017-06-02: 14.6847; 2017-06-02: 5.9778; 2017-06-02: 5.3615; 2017-06-02: 4.8508; 2017-06-02: 5.8631; 2017-06-02: 11.9878; 2017-06-02: 11.2343; 2017-06-02: 9.2171; 2017-06-02: 12.757; 2017-06-02: 5.4692; 2017-06-02: 5.0374; 2017-06-02: 4.8788; 2017-06-02: 6.2029; 2017-06-02: 5.8041; 2017-06-02: 6.6661; 2017-06-02: 8.9525; 2017-06-02: 9.803; 2017-06-02: 9.9588; 2017-06-02: 4.9935; 2017-06-02: 5.0334; 2017-06-02: 4.8776; 2017-06-02: 4.873; 2017-06-02: 5.2857; 2017-06-02: 5.1842; 2017-06-02: 7.3887; 2017-06-02: 7.7563; 2017-06-02: 5.3477; 2017-06-02: 4.8898; 2017-06-02: 4.9081; 2017-06-02: 6.0042; 2017-06-02: 4.9059; 2017-06-02: 5.1205; 2017-06-02: 6.2932; 2017-06-02: 9.5563; 2017-06-02: 5.0105; 2017-06-02: 4.9044; 2017-06-02: 5.5743; 2017-06-02: 4.9167; 2017-06-02: 5.488; 2017-06-02: 6.1068; 2017-06-02: 7.8235; 2017-06-02: 11.4511; 2017-06-02: 11.1827; 2017-06-02: 6.4451; 2017-06-02: 5.7128; 2017-06-02: 5.4383; 2017-06-02: 6.0834; 2017-06-02: 6.7805; 2017-06-02: 8.7218; 2017-06-02: 12.0463
358 |  | Moisture @ UEEP | 2017-06-02: 0.071474; 2017-06-02: 0.063231; 2017-06-02: 0.073904; 2017-06-02: 0.073202; 2017-06-02: 0.074258; 2017-06-02: 0.07451; 2017-06-02: 0.07213; 2017-06-02: 0.071418; 2017-06-02: 0.070165; 2017-06-02: 0.070415; 2017-06-02: 0.072819; 2017-06-02: 0.073683; 2017-06-02: 0.072129; 2017-06-02: 0.071421; 2017-06-02: 0.069379; 2017-06-02: 0.06288; 2017-06-02: 0.056064; 2017-06-02: 0.056557; 2017-06-02: 0.056312; 2017-06-02: 0.056482; 2017-06-02: 0.052598; 2017-06-02: 0.050693; 2017-06-02: 0.045975; 2017-06-02: 0.034097; 2017-06-02: 0.064456; 2017-06-02: 0.06316; 2017-06-02: 0.065179; 2017-06-02: 0.065915; 2017-06-02: 0.066346; 2017-06-02: 0.063648; 2017-06-02: 0.064294; 2017-06-02: 0.062387; 2017-06-02: 0.063181; 2017-06-02: 0.059389; 2017-06-02: 0.060193; 2017-06-02: 0.052803; 2017-06-02: 0.050976; 2017-06-02: 0.058463; 2017-06-02: 0.05959; 2017-06-02: 0.059374; 2017-06-02: 0.060072; 2017-06-02: 0.057534; 2017-06-02: 0.056081; 2017-06-02: 0.052163; 2017-06-02: 0.042718; 2017-06-02: 0.055318; 2017-06-02: 0.055713; 2017-06-02: 0.055888; 2017-06-02: 0.055791; 2017-06-02: 0.051311; 2017-06-02: 0.049202; 2017-06-02: 0.044168; 2017-06-02: 0.033367; 2017-06-02: 0.05276; 2017-06-02: 0.052675; 2017-06-02: 0.052141; 2017-06-02: 0.053082; 2017-06-02: 0.047463; 2017-06-02: 0.045345; 2017-06-02: 0.040254; 2017-06-02: 0.030004; 2017-06-02: 0.047641; 2017-06-02: 0.048877; 2017-06-02: 0.050371; 2017-06-02: 0.049886; 2017-06-02: 0.050186; 2017-06-02: 0.041742; 2017-06-02: 0.042541; 2017-06-02: 0.038915; 2017-06-02: 0.039821; 2017-06-02: 0.032395; 2017-06-02: 0.033519; 2017-06-02: 0.0209; 2017-06-02: 0.018484; 2017-06-02: 0.028986; 2017-06-02: 0.036538; 2017-06-02: 0.037524; 2017-06-02: 0.042594; 2017-06-02: 0.033351; 2017-06-02: 0.029987; 2017-06-02: 0.022359; 2017-06-02: 0.0077255; 2017-06-02: 0.028771; 2017-06-02: 0.033678; 2017-06-02: 0.023978; 2017-06-02: 0.031246; 2017-06-02: 0.024085; 2017-06-02: 0.02013; 2017-06-02: 0.0117; 2017-06-02: 0; 2017-06-02: 0; 2017-06-02: 0.016066; 2017-06-02: 0.020365; 2017-06-02: 0.022354; 2017-06-02: 0.018373; 2017-06-02: 0.014852; 2017-06-02: 0.0062364; 2017-06-02: 0
359 |  | LSB, in. | 2017-06-02: 37.6; 2017-06-02: 37.6; 2017-06-02: 37.6; 2017-06-02: 37.6; 2017-06-02: 37.6; 2017-06-02: 37.6; 2017-06-02: 37.6; 2017-06-02: 37.6; 2017-06-02: 37.6; 2017-06-02: 37.6; 2017-06-02: 37.6; 2017-06-02: 37.6; 2017-06-02: 37.6; 2017-06-02: 37.6; 2017-06-02: 37.6; 2017-06-02: 37.6; 2017-06-02: 37.6; 2017-06-02: 37.6; 2017-06-02: 37.6; 2017-06-02: 37.6; 2017-06-02: 37.6; 2017-06-02: 37.6; 2017-06-02: 37.6; 2017-06-02: 37.6; 2017-06-02: 37.6; 2017-06-02: 37.6; 2017-06-02: 37.6; 2017-06-02: 37.6; 2017-06-02: 37.6; 2017-06-02: 37.6; 2017-06-02: 37.6; 2017-06-02: 37.6; 2017-06-02: 37.6; 2017-06-02: 37.6; 2017-06-02: 37.6; 2017-06-02: 37.6; 2017-06-02: 37.6; 2017-06-02: 37.6; 2017-06-02: 37.6; 2017-06-02: 37.6; 2017-06-02: 37.6; 2017-06-02: 37.6; 2017-06-02: 37.6; 2017-06-02: 37.6; 2017-06-02: 37.6; 2017-06-02: 37.6; 2017-06-02: 37.6; 2017-06-02: 37.6; 2017-06-02: 37.6; 2017-06-02: 37.6; 2017-06-02: 37.6; 2017-06-02: 37.6; 2017-06-02: 37.6; 2017-06-02: 37.6; 2017-06-02: 37.6; 2017-06-02: 37.6; 2017-06-02: 37.6; 2017-06-02: 37.6; 2017-06-02: 37.6; 2017-06-02: 37.6; 2017-06-02: 37.6; 2017-06-02: 37.6; 2017-06-02: 37.6; 2017-06-02: 37.6; 2017-06-02: 37.6; 2017-06-02: 37.6; 2017-06-02: 37.6; 2017-06-02: 37.6; 2017-06-02: 37.6; 2017-06-02: 37.6; 2017-06-02: 37.6; 2017-06-02: 37.6; 2017-06-02: 37.6; 2017-06-02: 37.6; 2017-06-02: 37.6; 2017-06-02: 37.6; 2017-06-02: 37.6; 2017-06-02: 37.6; 2017-06-02: 37.6; 2017-06-02: 37.6; 2017-06-02: 37.6; 2017-06-02: 37.6; 2017-06-02: 37.6; 2017-06-02: 37.6; 2017-06-02: 37.6; 2017-06-02: 37.6; 2017-06-02: 37.6; 2017-06-02: 37.6; 2017-06-02: 37.6; 2017-06-02: 37.6; 2017-06-02: 37.6; 2017-06-02: 37.6; 2017-06-02: 37.6; 2017-06-02: 37.6; 2017-06-02: 37.6; 2017-06-02: 37.6; 2017-06-02: 37.6; 2017-06-02: 37.6
360 |  | # ends | 2017-06-02: 2; 2017-06-02: 2; 2017-06-02: 2; 2017-06-02: 2; 2017-06-02: 2; 2017-06-02: 2; 2017-06-02: 2; 2017-06-02: 2; 2017-06-02: 2; 2017-06-02: 2; 2017-06-02: 2; 2017-06-02: 2; 2017-06-02: 2; 2017-06-02: 2; 2017-06-02: 2; 2017-06-02: 2; 2017-06-02: 2; 2017-06-02: 2; 2017-06-02: 2; 2017-06-02: 2; 2017-06-02: 2; 2017-06-02: 2; 2017-06-02: 2; 2017-06-02: 2; 2017-06-02: 2; 2017-06-02: 2; 2017-06-02: 2; 2017-06-02: 2; 2017-06-02: 2; 2017-06-02: 2; 2017-06-02: 2; 2017-06-02: 2; 2017-06-02: 2; 2017-06-02: 2; 2017-06-02: 2; 2017-06-02: 2; 2017-06-02: 2; 2017-06-02: 2; 2017-06-02: 2; 2017-06-02: 2; 2017-06-02: 2; 2017-06-02: 2; 2017-06-02: 2; 2017-06-02: 2; 2017-06-02: 2; 2017-06-02: 2; 2017-06-02: 2; 2017-06-02: 2; 2017-06-02: 2; 2017-06-02: 2; 2017-06-02: 2; 2017-06-02: 2; 2017-06-02: 2; 2017-06-02: 2; 2017-06-02: 2; 2017-06-02: 2; 2017-06-02: 2; 2017-06-02: 2; 2017-06-02: 2; 2017-06-02: 2; 2017-06-02: 2; 2017-06-02: 2; 2017-06-02: 2; 2017-06-02: 2; 2017-06-02: 2; 2017-06-02: 2; 2017-06-02: 2; 2017-06-02: 2; 2017-06-02: 2; 2017-06-02: 2; 2017-06-02: 2; 2017-06-02: 2; 2017-06-02: 2; 2017-06-02: 2; 2017-06-02: 2; 2017-06-02: 2; 2017-06-02: 2; 2017-06-02: 2; 2017-06-02: 2; 2017-06-02: 2; 2017-06-02: 2; 2017-06-02: 2; 2017-06-02: 2; 2017-06-02: 2; 2017-06-02: 2; 2017-06-02: 2; 2017-06-02: 2; 2017-06-02: 2; 2017-06-02: 2; 2017-06-02: 2; 2017-06-02: 2; 2017-06-02: 2; 2017-06-02: 2; 2017-06-02: 2; 2017-06-02: 2; 2017-06-02: 2; 2017-06-02: 2; 2017-06-02: 2
361 | Annulus Area | ft2/end | 2017-06-02: 86; 2017-06-02: 86; 2017-06-02: 86; 2017-06-02: 86; 2017-06-02: 86; 2017-06-02: 86; 2017-06-02: 86; 2017-06-02: 86; 2017-06-02: 86; 2017-06-02: 86; 2017-06-02: 86; 2017-06-02: 86; 2017-06-02: 86; 2017-06-02: 86; 2017-06-02: 86; 2017-06-02: 86; 2017-06-02: 86; 2017-06-02: 86; 2017-06-02: 86; 2017-06-02: 86; 2017-06-02: 86; 2017-06-02: 86; 2017-06-02: 86; 2017-06-02: 86; 2017-06-02: 86; 2017-06-02: 86; 2017-06-02: 86; 2017-06-02: 86; 2017-06-02: 86; 2017-06-02: 86; 2017-06-02: 86; 2017-06-02: 86; 2017-06-02: 86; 2017-06-02: 86; 2017-06-02: 86; 2017-06-02: 86; 2017-06-02: 86; 2017-06-02: 86; 2017-06-02: 86; 2017-06-02: 86; 2017-06-02: 86; 2017-06-02: 86; 2017-06-02: 86; 2017-06-02: 86; 2017-06-02: 86; 2017-06-02: 86; 2017-06-02: 86; 2017-06-02: 86; 2017-06-02: 86; 2017-06-02: 86; 2017-06-02: 86; 2017-06-02: 86; 2017-06-02: 86; 2017-06-02: 86; 2017-06-02: 86; 2017-06-02: 86; 2017-06-02: 86; 2017-06-02: 86; 2017-06-02: 86; 2017-06-02: 86; 2017-06-02: 86; 2017-06-02: 86; 2017-06-02: 86; 2017-06-02: 86; 2017-06-02: 86; 2017-06-02: 86; 2017-06-02: 86; 2017-06-02: 86; 2017-06-02: 86; 2017-06-02: 86; 2017-06-02: 86; 2017-06-02: 86; 2017-06-02: 86; 2017-06-02: 86; 2017-06-02: 86; 2017-06-02: 86; 2017-06-02: 86; 2017-06-02: 86; 2017-06-02: 86; 2017-06-02: 86; 2017-06-02: 86; 2017-06-02: 86; 2017-06-02: 86; 2017-06-02: 86; 2017-06-02: 86; 2017-06-02: 86; 2017-06-02: 86; 2017-06-02: 86; 2017-06-02: 86; 2017-06-02: 86; 2017-06-02: 86; 2017-06-02: 86; 2017-06-02: 86; 2017-06-02: 86; 2017-06-02: 86; 2017-06-02: 86; 2017-06-02: 86; 2017-06-02: 86
362 | End Loading | lb/h/ft2/end | 2017-06-02: 12969.2678; 2017-06-02: 9765.5521; 2017-06-02: 13159.9966; 2017-06-02: 13156.402; 2017-06-02: 13094.57; 2017-06-02: 13055.6481; 2017-06-02: 12943.8013; 2017-06-02: 12934.402; 2017-06-02: 11991.8142; 2017-06-02: 12238.2056; 2017-06-02: 12578.6325; 2017-06-02: 12734.3154; 2017-06-02: 12944.3597; 2017-06-02: 12934.5819; 2017-06-02: 12871.4809; 2017-06-02: 12301.7127; 2017-06-02: 6452.8735; 2017-06-02: 6428.7405; 2017-06-02: 6365.4042; 2017-06-02: 6392.1304; 2017-06-02: 6424.9614; 2017-06-02: 6427.8823; 2017-06-02: 6423.028; 2017-06-02: 6147.2064; 2017-06-02: 9984.7005; 2017-06-02: 10066.9324; 2017-06-02: 9937.4174; 2017-06-02: 9805.4706; 2017-06-02: 9944.0482; 2017-06-02: 9577.2551; 2017-06-02: 9785.1907; 2017-06-02: 9529.6859; 2017-06-02: 9750.3386; 2017-06-02: 9433.3618; 2017-06-02: 9665.0289; 2017-06-02: 9510.901; 2017-06-02: 9088.8605; 2017-06-02: 7906.2261; 2017-06-02: 8045.7634; 2017-06-02: 7978.3158; 2017-06-02: 7908.5332; 2017-06-02: 7751.8629; 2017-06-02: 7715.4004; 2017-06-02: 7645.8625; 2017-06-02: 7471.1039; 2017-06-02: 6428.3252; 2017-06-02: 6531.3817; 2017-06-02: 6451.5261; 2017-06-02: 6394.3315; 2017-06-02: 6295.5571; 2017-06-02: 6265.9931; 2017-06-02: 6220.1174; 2017-06-02: 6113.8079; 2017-06-02: 5539.0653; 2017-06-02: 5510.0966; 2017-06-02: 5526.6805; 2017-06-02: 5537.1827; 2017-06-02: 5594.1697; 2017-06-02: 5639.3163; 2017-06-02: 5631.7811; 2017-06-02: 5714.516; 2017-06-02: 4991.1874; 2017-06-02: 5035.0374; 2017-06-02: 4958.5133; 2017-06-02: 4885.5746; 2017-06-02: 4950.9412; 2017-06-02: 4797.1779; 2017-06-02: 4899.0254; 2017-06-02: 4778.3745; 2017-06-02: 4885.81; 2017-06-02: 4733.8416; 2017-06-02: 4850.3258; 2017-06-02: 4774.6415; 2017-06-02: 4564.605; 2017-06-02: 4004.7442; 2017-06-02: 4059.8065; 2017-06-02: 4023.1646; 2017-06-02: 3971.1717; 2017-06-02: 3891.7106; 2017-06-02: 3875.5508; 2017-06-02: 3842.3945; 2017-06-02: 3757.6597; 2017-06-02: 3237.1821; 2017-06-02: 3282.9757; 2017-06-02: 3266.4822; 2017-06-02: 3225.3335; 2017-06-02: 3166.3974; 2017-06-02: 3152.6988; 2017-06-02: 3132.5508; 2017-06-02: 3081.401; 2017-06-02: 2820.5113; 2017-06-02: 2788.5059; 2017-06-02: 2789.5676; 2017-06-02: 2797.6547; 2017-06-02: 2817.5282; 2017-06-02: 2843.607; 2017-06-02: 2838.9197; 2017-06-02: 2885.1452
363 | Efficiency to ELEP |  | 2017-06-02: 0.93013; 2017-06-02: 0.9329; 2017-06-02: 0.91796; 2017-06-02: 0.91835; 2017-06-02: 0.92056; 2017-06-02: 0.92411; 2017-06-02: 0.92911; 2017-06-02: 0.93012; 2017-06-02: 0.91827; 2017-06-02: 0.91862; 2017-06-02: 0.92059; 2017-06-02: 0.92415; 2017-06-02: 0.92911; 2017-06-02: 0.93013; 2017-06-02: 0.93213; 2017-06-02: 0.93603; 2017-06-02: 0.92769; 2017-06-02: 0.92488; 2017-06-02: 0.92473; 2017-06-02: 0.92562; 2017-06-02: 0.93074; 2017-06-02: 0.93187; 2017-06-02: 0.93432; 2017-06-02: 0.9391; 2017-06-02: 0.9214; 2017-06-02: 0.92168; 2017-06-02: 0.92305; 2017-06-02: 0.92684; 2017-06-02: 0.9268; 2017-06-02: 0.93187; 2017-06-02: 0.93181; 2017-06-02: 0.933; 2017-06-02: 0.93291; 2017-06-02: 0.93533; 2017-06-02: 0.93528; 2017-06-02: 0.93962; 2017-06-02: 0.93981; 2017-06-02: 0.9249; 2017-06-02: 0.92609; 2017-06-02: 0.926; 2017-06-02: 0.92757; 2017-06-02: 0.93263; 2017-06-02: 0.93375; 2017-06-02: 0.93617; 2017-06-02: 0.94079; 2017-06-02: 0.93028; 2017-06-02: 0.93016; 2017-06-02: 0.92725; 2017-06-02: 0.92817; 2017-06-02: 0.93354; 2017-06-02: 0.93472; 2017-06-02: 0.93724; 2017-06-02: 0.94199; 2017-06-02: 0.9291; 2017-06-02: 0.92935; 2017-06-02: 0.93039; 2017-06-02: 0.92864; 2017-06-02: 0.93406; 2017-06-02: 0.9353; 2017-06-02: 0.93774; 2017-06-02: 0.94248; 2017-06-02: 0.93246; 2017-06-02: 0.93173; 2017-06-02: 0.9301; 2017-06-02: 0.9299; 2017-06-02: 0.92984; 2017-06-02: 0.93499; 2017-06-02: 0.93487; 2017-06-02: 0.93622; 2017-06-02: 0.93609; 2017-06-02: 0.93889; 2017-06-02: 0.93873; 2017-06-02: 0.94368; 2017-06-02: 0.94401; 2017-06-02: 0.9382; 2017-06-02: 0.93532; 2017-06-02: 0.93481; 2017-06-02: 0.93221; 2017-06-02: 0.93616; 2017-06-02: 0.93745; 2017-06-02: 0.94019; 2017-06-02: 0.94536; 2017-06-02: 0.93584; 2017-06-02: 0.93413; 2017-06-02: 0.93766; 2017-06-02: 0.93487; 2017-06-02: 0.93727; 2017-06-02: 0.93858; 2017-06-02: 0.94137; 2017-06-02: 0.94659; 2017-06-02: 0.94526; 2017-06-02: 0.93848; 2017-06-02: 0.93707; 2017-06-02: 0.93645; 2017-06-02: 0.93784; 2017-06-02: 0.9391; 2017-06-02: 0.94189; 2017-06-02: 0.94696
364 | Efficiency to UEEP |  | 2017-06-02: 0.90381; 2017-06-02: 0.90892; 2017-06-02: 0.83126; 2017-06-02: 0.83177; 2017-06-02: 0.84684; 2017-06-02: 0.87172; 2017-06-02: 0.8991; 2017-06-02: 0.9038; 2017-06-02: 0.83144; 2017-06-02: 0.83197; 2017-06-02: 0.84587; 2017-06-02: 0.87152; 2017-06-02: 0.8991; 2017-06-02: 0.90381; 2017-06-02: 0.91123; 2017-06-02: 0.92007; 2017-06-02: 0.89711; 2017-06-02: 0.87599; 2017-06-02: 0.87469; 2017-06-02: 0.88215; 2017-06-02: 0.91137; 2017-06-02: 0.91435; 2017-06-02: 0.9183; 2017-06-02: 0.91863; 2017-06-02: 0.83469; 2017-06-02: 0.8351; 2017-06-02: 0.84444; 2017-06-02: 0.87395; 2017-06-02: 0.87383; 2017-06-02: 0.9047; 2017-06-02: 0.90434; 2017-06-02: 0.90928; 2017-06-02: 0.90894; 2017-06-02: 0.91709; 2017-06-02: 0.91682; 2017-06-02: 0.92369; 2017-06-02: 0.92378; 2017-06-02: 0.85332; 2017-06-02: 0.86412; 2017-06-02: 0.86342; 2017-06-02: 0.8778; 2017-06-02: 0.90957; 2017-06-02: 0.91376; 2017-06-02: 0.91982; 2017-06-02: 0.92356; 2017-06-02: 0.89972; 2017-06-02: 0.89876; 2017-06-02: 0.87728; 2017-06-02: 0.88485; 2017-06-02: 0.91467; 2017-06-02: 0.91755; 2017-06-02: 0.92122; 2017-06-02: 0.92151; 2017-06-02: 0.89321; 2017-06-02: 0.89554; 2017-06-02: 0.90228; 2017-06-02: 0.89061; 2017-06-02: 0.91657; 2017-06-02: 0.91899; 2017-06-02: 0.92142; 2017-06-02: 0.92061; 2017-06-02: 0.91397; 2017-06-02: 0.91078; 2017-06-02: 0.90268; 2017-06-02: 0.90013; 2017-06-02: 0.89963; 2017-06-02: 0.91876; 2017-06-02: 0.91855; 2017-06-02: 0.92011; 2017-06-02: 0.92003; 2017-06-02: 0.92081; 2017-06-02: 0.92106; 2017-06-02: 0.9169; 2017-06-02: 0.9157; 2017-06-02: 0.9199; 2017-06-02: 0.91923; 2017-06-02: 0.91876; 2017-06-02: 0.91325; 2017-06-02: 0.91979; 2017-06-02: 0.92006; 2017-06-02: 0.91801; 2017-06-02: 0.90932; 2017-06-02: 0.91901; 2017-06-02: 0.91806; 2017-06-02: 0.91845; 2017-06-02: 0.91858; 2017-06-02: 0.91842; 2017-06-02: 0.91721; 2017-06-02: 0.91288; 2017-06-02: 0.9018; 2017-06-02: 0.90185; 2017-06-02: 0.91573; 2017-06-02: 0.91732; 2017-06-02: 0.91782; 2017-06-02: 0.91659; 2017-06-02: 0.91498; 2017-06-02: 0.9096; 2017-06-02: 0.89926
365 | Annulus Velocity (minimum 197 ft/s) | ft/s | 2017-06-02: 774.1073; 2017-06-02: 740.5203; 2017-06-02: 1397.9957; 2017-06-02: 1397.9957; 2017-06-02: 1258.7861; 2017-06-02: 1042.9501; 2017-06-02: 815.585; 2017-06-02: 773.9403; 2017-06-02: 1397.9951; 2017-06-02: 1397.9954; 2017-06-02: 1269.2989; 2017-06-02: 1045.0663; 2017-06-02: 815.5902; 2017-06-02: 773.938; 2017-06-02: 692.7552; 2017-06-02: 563.7343; 2017-06-02: 816.5184; 2017-06-02: 1002.4337; 2017-06-02: 1013.3465; 2017-06-02: 947.502; 2017-06-02: 663.794; 2017-06-02: 618.4032; 2017-06-02: 534.6811; 2017-06-02: 407.6919; 2017-06-02: 1397.9957; 2017-06-02: 1397.9957; 2017-06-02: 1311.5587; 2017-06-02: 1047.2461; 2017-06-02: 1048.0587; 2017-06-02: 782.9216; 2017-06-02: 786.4354; 2017-06-02: 736.2864; 2017-06-02: 740.2799; 2017-06-02: 645.6512; 2017-06-02: 652.1611; 2017-06-02: 518.8537; 2017-06-02: 507.5738; 2017-06-02: 1234.5761; 2017-06-02: 1132.2825; 2017-06-02: 1138.5597; 2017-06-02: 1015.5689; 2017-06-02: 724.2887; 2017-06-02: 675.9846; 2017-06-02: 586.3698; 2017-06-02: 457.6959; 2017-06-02: 817.6886; 2017-06-02: 826.6168; 2017-06-02: 1014.9974; 2017-06-02: 947.8783; 2017-06-02: 657.3284; 2017-06-02: 610.4439; 2017-06-02: 525.2946; 2017-06-02: 406.4436; 2017-06-02: 872.872; 2017-06-02: 850.585; 2017-06-02: 789.7297; 2017-06-02: 895.7566; 2017-06-02: 617.9039; 2017-06-02: 576.5502; 2017-06-02: 495.772; 2017-06-02: 389.524; 2017-06-02: 643.5003; 2017-06-02: 687.0794; 2017-06-02: 780.6601; 2017-06-02: 807.5515; 2017-06-02: 812.2152; 2017-06-02: 566.5554; 2017-06-02: 573.5604; 2017-06-02: 523.3868; 2017-06-02: 530.4652; 2017-06-02: 445.2477; 2017-06-02: 452.227; 2017-06-02: 345.8287; 2017-06-02: 335.2881; 2017-06-02: 442.0932; 2017-06-02: 532.3077; 2017-06-02: 549.5509; 2017-06-02: 656.0604; 2017-06-02: 498.0098; 2017-06-02: 458.2595; 2017-06-02: 387.3668; 2017-06-02: 291.8421; 2017-06-02: 481.0453; 2017-06-02: 544.7395; 2017-06-02: 427.6778; 2017-06-02: 514.039; 2017-06-02: 433.8914; 2017-06-02: 397.9006; 2017-06-02: 334.9236; 2017-06-02: 251.5064; 2017-06-02: 257.6654; 2017-06-02: 381.5581; 2017-06-02: 419.1713; 2017-06-02: 438.1955; 2017-06-02: 399.7001; 2017-06-02: 369.5623; 2017-06-02: 311.3883; 2017-06-02: 239.0751
366 | Gross Generator Output | kW | 2017-06-02: 437620.2; 2017-06-02: 311306.6; 2017-06-02: 438229.1; 2017-06-02: 439055.1; 2017-06-02: 439516.9; 2017-06-02: 439743.9; 2017-06-02: 437417.7; 2017-06-02: 436700.9; 2017-06-02: 393137.5; 2017-06-02: 403332.4; 2017-06-02: 419310; 2017-06-02: 427169.4; 2017-06-02: 437442.9; 2017-06-02: 436709.3; 2017-06-02: 432001.1; 2017-06-02: 407473.1; 2017-06-02: 218713.5; 2017-06-02: 219819.6; 2017-06-02: 217707.2; 2017-06-02: 217954.8; 2017-06-02: 214616.2; 2017-06-02: 213253.5; 2017-06-02: 209901.4; 2017-06-02: 195674.4; 2017-06-02: 315358.4; 2017-06-02: 319423.3; 2017-06-02: 317066.3; 2017-06-02: 314507.6; 2017-06-02: 318741.2; 2017-06-02: 306279.5; 2017-06-02: 312821; 2017-06-02: 304192.6; 2017-06-02: 311025.9; 2017-06-02: 298780.9; 2017-06-02: 306398.3; 2017-06-02: 295740.8; 2017-06-02: 282072.5; 2017-06-02: 257667.7; 2017-06-02: 261686.7; 2017-06-02: 259516; 2017-06-02: 256644.8; 2017-06-02: 247891.7; 2017-06-02: 245613.3; 2017-06-02: 240768; 2017-06-02: 229853; 2017-06-02: 207359.1; 2017-06-02: 210688.3; 2017-06-02: 209773.1; 2017-06-02: 207463.3; 2017-06-02: 200337.1; 2017-06-02: 198244.8; 2017-06-02: 194216; 2017-06-02: 185926.6; 2017-06-02: 179097.5; 2017-06-02: 177675.1; 2017-06-02: 177582.1; 2017-06-02: 178902.8; 2017-06-02: 176829.6; 2017-06-02: 177562; 2017-06-02: 174552.7; 2017-06-02: 173016.8; 2017-06-02: 155675.9; 2017-06-02: 158247; 2017-06-02: 157582.2; 2017-06-02: 156234.5; 2017-06-02: 158443.2; 2017-06-02: 149607.1; 2017-06-02: 153024.3; 2017-06-02: 147934.2; 2017-06-02: 151529.7; 2017-06-02: 144182; 2017-06-02: 148053.6; 2017-06-02: 141325.1; 2017-06-02: 134468.2; 2017-06-02: 121619.9; 2017-06-02: 125633.6; 2017-06-02: 124878.1; 2017-06-02: 125104.7; 2017-06-02: 119593.6; 2017-06-02: 118054.8; 2017-06-02: 114852.1; 2017-06-02: 108377; 2017-06-02: 98892.75; 2017-06-02: 101523; 2017-06-02: 98491.61; 2017-06-02: 99128.87; 2017-06-02: 95575.03; 2017-06-02: 94220.69; 2017-06-02: 91647.03; 2017-06-02: 86789.95; 2017-06-02: 79531.3; 2017-06-02: 82674.11; 2017-06-02: 83621.55; 2017-06-02: 84278.3; 2017-06-02: 83997.04; 2017-06-02: 83995.41; 2017-06-02: 82087.39; 2017-06-02: 80578.48
367
368 | Condenser/Circulating Water
369
370 | Condenser Duty | MMBtu/h | 2134.5281 | 1628.8651 | 2188.972 | 2190.0752 | 2170.106 | 2154.964 | 2131.2811 | 2128.9807 | 2007.929 | 2046.8549 | 2089.6764 | 2104.8706 | 2131.3743 | 2129.0005 | 2118.314 | 2031.0755 | 1095.3112 | 1094.8956 | 1084.8155 | 1087.7489 | 1090.2951 | 1091.4378 | 1092.8081 | 1053.8846 | 1686.167 | 1704.169 | 1672.2919 | 1642.0809 | 1664.1253 | 1599.0963 | 1632.199 | 1591.4224 | 1626.3739 | 1576.319 | 1613.2392 | 1592.5412 | 1525.4721 | 1343.6033 | 1363.1186 | 1352.3305 | 1336.8497 | 1305.7785 | 1299.9519 | 1290.0516 | 1267.0413 | 1092.1018 | 1109.0202 | 1099.7132 | 1088.906 | 1070.0175 | 1065.9004 | 1060.6266 | 1048.9954 | 947.5473 | 942.3257 | 944.3338 | 947.3651 | 955.8545 | 964.2302 | 965.1655 | 984.4809 | 855.4048 | 862.7041 | 850.5508 | 839.2341 | 850.0546 | 825.8828 | 842.5398 | 823.8635 | 841.4165 | 819.2431 | 838.2384 | 831.5728 | 797.2502 | 697.9628 | 704.3936 | 697.887 | 687.7199 | 677.2153 | 675.7123 | 673.0785 | 664.5318 | 567.9146 | 574.2021 | 574.4666 | 565.147 | 557.3531 | 556.3076 | 555.6825 | 552.0141 | 506.7567 | 495.0756 | 493.9857 | 494.7961 | 499.382 | 504.9373 | 506.8051 | 519.097 | 2661.3402 | 2681.1763 | 2644.8767 | 2609.8168 | 2645.511 | 2543.9815 | 2597.182 | 2530.4176 | 2586.0223 | 2499.5579 | 2558.7017 | 2505.3306 | 2394.9636 | 2171.9813 | 2195.3476 | 2168.5238 | 2137.395 | 2074.621 | 2060.6631 | 2034.5159 | 1974.2577 | 1752.3865 | 1779.1823 | 1758.1369 | 1732.1273 | 1685.4566 | 1673.5619 | 1654.3523 | 1613.8264 | 1501.8295 | 1491.1754 | 1491.995 | 1488.7211 | 1486.3742 | 1497.4828 | 1485.6502 | 1498.1345 | 1344.1581 | 1361.5105 | 1345.2435 | 1325.5859 | 1344.2663 | 1288.0207 | 1315.9248 | 1280.3305 | 1309.5738 | 1263.1006 | 1294.2615 | 1264.8261 | 1207.2444 | 1076.6769 | 1098.5681 | 1089.8607 | 1077.0843 | 1043.1466 | 1035.7665 | 1021.8611 | 990.4978 | 868.4521 | 887.6133 | 878.2985 | 869.2946 | 845.999 | 839.7763 | 829.6255 | 808.6307 | 747.7846 | 742.5886 | 743.0325 | 745.9516 | 746.0635 | 751.439 | 745.247 | 751.0743 | 1521.0735 | 1499.5891
371 | Condenser Circ Water Temperature Rise | dT, F | 22.4053 | 17.0921 | 22.8704 | 22.8818 | 22.7011 | 22.5718 | 22.3627 | 22.3472 | 20.968 | 21.3795 | 21.857 | 22.046 | 22.3637 | 22.3474 | 22.2534 | 21.3689 | 11.4667 | 11.4473 | 11.3407 | 11.3762 | 11.4298 | 11.4475 | 11.4734 | 11.0846 | 17.6056 | 17.7858 | 17.4791 | 17.1893 | 17.4206 | 16.772 | 17.1198 | 16.6988 | 17.0658 | 16.5553 | 16.9432 | 16.7535 | 16.0475 | 14.0405 | 14.2535 | 14.1399 | 13.9876 | 13.6921 | 13.637 | 13.5463 | 13.3276 | 11.4329 | 11.6102 | 11.497 | 11.3884 | 11.2171 | 11.1793 | 11.1353 | 11.0333 | 9.909 | 9.8557 | 9.8816 | 9.9054 | 10.019 | 10.1119 | 10.1324 | 10.3543 | 8.9584 | 9.0315 | 8.8963 | 8.7754 | 8.8889 | 8.6551 | 8.8299 | 8.6384 | 8.8229 | 8.5993 | 8.7989 | 8.7455 | 8.3844 | 7.3202 | 7.3787 | 7.3087 | 7.1935 | 7.0956 | 7.0839 | 7.0641 | 6.9881 | 5.9461 | 6.0075 | 6.0197 | 5.9143 | 5.8388 | 5.8311 | 5.8315 | 5.8046 | 5.3249 | 5.1872 | 5.1725 | 5.1797 | 5.231 | 5.2924 | 5.3181 | 5.4583 | 27.7902 | 28.035 | 27.6838 | 27.3478 | 27.7225 | 26.6994 | 27.2583 | 26.5662 | 27.1507 | 26.2622 | 26.8841 | 26.3608 | 25.1991 | 22.6544 | 22.937 | 22.6845 | 22.3875 | 21.7672 | 21.6292 | 21.3723 | 20.7709 | 18.3017 | 18.5839 | 18.3794 | 18.1341 | 17.6791 | 17.5617 | 17.3754 | 16.9772 | 15.6861 | 15.5734 | 15.5889 | 15.5806 | 15.5882 | 15.7118 | 15.602 | 15.7597 | 14.0463 | 14.224 | 14.0576 | 13.8695 | 14.0656 | 13.5056 | 13.7984 | 13.4311 | 13.7381 | 13.2629 | 13.5905 | 13.3043 | 12.6983 | 11.2702 | 11.4858 | 11.3935 | 11.2646 | 10.9348 | 10.8628 | 10.728 | 10.4177 | 9.0963 | 9.2803 | 9.1877 | 9.0938 | 8.8661 | 8.8054 | 8.7084 | 8.5043 | 7.8232 | 7.767 | 7.7746 | 7.8041 | 7.8179 | 7.8784 | 7.8223 | 7.8986 | 15.9516 | 15.7261
372 | Condenser TTD (calc based on saturation temp.) | dT, F | 6.7154 | 5.167 | 9.0047 | 9.0155 | 7.948 | 7.3141 | 6.7785 | 6.6984 | 8.6161 | 8.6107 | 7.7099 | 7.1596 | 6.7786 | 6.6985 | 6.5105 | 6.0281 | 5.0001 | 5 | 4.9999 | 5 | 5 | 5 | 5.0001 | 5 | 7.2279 | 7.6098 | 6.492 | 5.7195 | 5.7888 | 5.1361 | 5.2387 | 5.0516 | 5.1594 | 4.9998 | 5 | 5 | 4.9999 | 5.2637 | 5.0515 | 5.0349 | 5 | 4.9999 | 5.0001 | 5 | 4.9999 | 5.0001 | 4.9999 | 5 | 5.0001 | 5 | 5 | 5 | 5 | 5 | 5 | 4.9999 | 4.9999 | 5 | 5 | 5 | 5 | 5 | 5.0001 | 5.0001 | 4.9999 | 4.9999 | 5.0002 | 5 | 5 | 5 | 5 | 5 | 5 | 4.9999 | 5 | 5.0001 | 5.0001 | 5 | 5 | 5 | 5 | 5.0001 | 5 | 4.9999 | 4.9999 | 5 | 5 | 4.9999 | 5 | 5 | 5.0001 | 5 | 5.0001 | 5 | 5.0001 | 5 | 5 | 5 | 11.7762 | 10.3338 | 9.3741 | 8.7097 | 8.8187 | 8.0408 | 8.2029 | 7.9162 | 8.0843 | 7.6515 | 7.8282 | 7.4156 | 7.0933 | 10.5456 | 9.0303 | 7.9433 | 7.2599 | 6.6045 | 6.4903 | 6.2591 | 5.8616 | 7.3624 | 7.3939 | 6.7421 | 6.0019 | 5.4037 | 5.3045 | 5.1146 | 5 | 6.2013 | 6.1983 | 5.9572 | 5.2357 | 5 | 5 | 5 | 4.9999 | 5.2645 | 5.4646 | 5.2657 | 4.9999 | 4.9999 | 5 | 5 | 4.9999 | 4.9999 | 4.9999 | 4.9999 | 5 | 5.0001 | 5.0001 | 5 | 5 | 5 | 5.0001 | 4.9999 | 5.0001 | 5 | 4.9999 | 5.0001 | 5 | 5 | 5 | 5 | 4.9999 | 5 | 4.9999 | 4.9999 | 5.0002 | 4.9999 | 4.9998 | 4.9998 | 5 | 5 | 5.3397 | 5.2716
373 | LP Turbine Exit Steam to Condenser | Flow, lb/h | 2230713.9456 | 1679674.862 | 2263519.2861 | 2262901.0212 | 2252265.913 | 2245571.3505 | 2226333.7096 | 2224717.0144 | 2062591.9328 | 2104971.2517 | 2163524.6653 | 2190302.1217 | 2226429.743 | 2224747.9673 | 2213894.6013 | 2115894.4602 | 1109894.178 | 1105743.3112 | 1094849.4682 | 1099446.3747 | 1105093.2997 | 1105595.6895 | 1104760.7542 | 1057319.4413 | 1717368.3839 | 1731512.2842 | 1709235.7008 | 1686540.8561 | 1710376.1971 | 1647287.7829 | 1683052.6993 | 1639105.8925 | 1677058.1492 | 1622538.14 | 1662384.8745 | 1635874.8832 | 1563283.9204 | 1359870.809 | 1383871.2323 | 1372270.234 | 1360267.6414 | 1333320.3407 | 1327048.8016 | 1315088.2732 | 1285029.8065 | 1105671.8813 | 1123397.5908 | 1109662.4279 | 1099824.9528 | 1082835.7643 | 1077750.754 | 1069860.1386 | 1051574.8955 | 952719.1838 | 947736.5562 | 950588.9875 | 952395.3685 | 962197.1287 | 969962.345 | 968666.2904 | 982896.7001 | 858484.1884 | 866026.3849 | 852864.248 | 840318.7887 | 851561.8441 | 825114.5523 | 842632.3216 | 821880.3683 | 840359.2656 | 814220.7094 | 834255.9834 | 821238.2934 | 785112.0214 | 688815.958 | 698286.6805 | 691984.2678 | 683041.491 | 669374.1865 | 666594.693 | 660891.8147 | 646317.4306 | 556795.2962 | 564671.7843 | 561834.9089 | 554757.3238 | 544620.3196 | 542264.1669 | 538798.709 | 530000.9348 | 485127.9211 | 479622.9828 | 479805.605 | 481196.582 | 484614.8168 | 489100.3721 | 488294.1674 | 496244.9426 | 0 | 0 | 0 | 0 | 0 | 0 | 0 | 0 | 0 | 0 | 0 | 0 | 0 | 0 | 0 | 0 | 0 | 0 | 0 | 0 | 0 | 0 | 0 | 0 | 0 | 0 | 0 | 0 | 0 | 0 | 0 | 0 | 0 | 0 | 0 | 0 | 0 | 0 | 0 | 0 | 0 | 0 | 0 | 0 | 0 | 0 | 0 | 0 | 0 | 0 | 0 | 0 | 0 | 0 | 0 | 0 | 0 | 0 | 0 | 0 | 0 | 0 | 0 | 0 | 0 | 0 | 0 | 0 | 0 | 0 | 0 | 0 | 0 | 0 | 0 | 0
374 |  | Pressure, psia | 1.4602 | 1.1442 | 0.71461 | 0.71415 | 0.86072 | 1.0566 | 1.3755 | 1.4565 | 0.61274 | 0.64511 | 0.81857 | 1.0277 | 1.3756 | 1.4565 | 1.6374 | 1.9612 | 0.66847 | 0.53166 | 0.52002 | 0.56221 | 0.83556 | 0.90377 | 1.0601 | 1.3659 | 0.5269 | 0.49539 | 0.62026 | 0.78404 | 0.79472 | 1.0546 | 1.0729 | 1.1229 | 1.1427 | 1.2842 | 1.3024 | 1.6482 | 1.611 | 0.52465 | 0.58735 | 0.57873 | 0.65009 | 0.92307 | 0.99105 | 1.1482 | 1.4732 | 0.6653 | 0.66835 | 0.52678 | 0.56261 | 0.82758 | 0.8934 | 1.0461 | 1.3635 | 0.5307 | 0.54291 | 0.59082 | 0.51555 | 0.78345 | 0.8528 | 1.0054 | 1.3322 | 0.66462 | 0.62437 | 0.5344 | 0.50737 | 0.51117 | 0.73482 | 0.74095 | 0.79851 | 0.8052 | 0.94493 | 0.95267 | 1.26 | 1.2441 | 0.80024 | 0.66162 | 0.63283 | 0.51389 | 0.68128 | 0.74338 | 0.88664 | 1.1841 | 0.58435 | 0.51719 | 0.67135 | 0.54118 | 0.6397 | 0.70053 | 0.84141 | 1.1348 | 1.0075 | 0.64565 | 0.5824 | 0.55631 | 0.6201 | 0.68253 | 0.82298 | 1.1206 | 1.4607 | 1.4607 | 1.4607 | 1.4607 | 1.4607 | 1.4607 | 1.4607 | 1.4607 | 1.4607 | 1.4607 | 1.4607 | 1.4607 | 1.4607 | 1.4607 | 1.4607 | 1.4607 | 1.4607 | 1.4607 | 1.4607 | 1.4607 | 1.4607 | 1.4607 | 1.4607 | 1.4607 | 1.4607 | 1.4607 | 1.4607 | 1.4607 | 1.4607 | 1.4607 | 1.4607 | 1.4607 | 1.4607 | 1.4607 | 1.4607 | 1.4607 | 1.4607 | 1.4607 | 1.4607 | 1.4607 | 1.4607 | 1.4607 | 1.4607 | 1.4607 | 1.4607 | 1.4607 | 1.4607 | 1.4607 | 1.4607 | 1.4607 | 1.4607 | 1.4607 | 1.4607 | 1.4607 | 1.4607 | 1.4607 | 1.4607 | 1.4607 | 1.4607 | 1.4607 | 1.4607 | 1.4607 | 1.4607 | 1.4607 | 1.4607 | 1.4607 | 1.4607 | 1.4607 | 1.4607 | 1.4607 | 1.4607 | 1.4607 | 1.4607 | 1.4607 | 1.4607 | 1.4607
375 |  | Pressure, in. HgA | 2.973 | 2.3296 | 1.455 | 1.454 | 1.7524 | 2.1513 | 2.8006 | 2.9654 | 1.2475 | 1.3135 | 1.6666 | 2.0925 | 2.8007 | 2.9655 | 3.3338 | 3.9931 | 1.361 | 1.0825 | 1.0588 | 1.1447 | 1.7012 | 1.8401 | 2.1584 | 2.7811 | 1.0728 | 1.0086 | 1.2629 | 1.5963 | 1.6181 | 2.1472 | 2.1845 | 2.2862 | 2.3267 | 2.6146 | 2.6518 | 3.3557 | 3.2799 | 1.0682 | 1.1959 | 1.1783 | 1.3236 | 1.8794 | 2.0178 | 2.3378 | 2.9994 | 1.3546 | 1.3608 | 1.0725 | 1.1455 | 1.685 | 1.819 | 2.1299 | 2.7762 | 1.0805 | 1.1054 | 1.2029 | 1.0497 | 1.5951 | 1.7363 | 2.0469 | 2.7125 | 1.3532 | 1.2712 | 1.0881 | 1.033 | 1.0408 | 1.4961 | 1.5086 | 1.6258 | 1.6394 | 1.9239 | 1.9396 | 2.5654 | 2.5331 | 1.6293 | 1.3471 | 1.2885 | 1.0463 | 1.3871 | 1.5135 | 1.8052 | 2.4109 | 1.1898 | 1.053 | 1.3669 | 1.1018 | 1.3024 | 1.4263 | 1.7131 | 2.3105 | 2.0513 | 1.3146 | 1.1858 | 1.1327 | 1.2625 | 1.3896 | 1.6756 | 2.2816 | 2.9741 | 2.9741 | 2.9741 | 2.9741 | 2.9741 | 2.9741 | 2.9741 | 2.9741 | 2.9741 | 2.9741 | 2.9741 | 2.9741 | 2.9741 | 2.9741 | 2.9741 | 2.9741 | 2.9741 | 2.9741 | 2.9741 | 2.9741 | 2.9741 | 2.9741 | 2.9741 | 2.9741 | 2.9741 | 2.9741 | 2.9741 | 2.9741 | 2.9741 | 2.9741 | 2.9741 | 2.9741 | 2.9741 | 2.9741 | 2.9741 | 2.9741 | 2.9741 | 2.9741 | 2.9741 | 2.9741 | 2.9741 | 2.9741 | 2.9741 | 2.9741 | 2.9741 | 2.9741 | 2.9741 | 2.9741 | 2.9741 | 2.9741 | 2.9741 | 2.9741 | 2.9741 | 2.9741 | 2.9741 | 2.9741 | 2.9741 | 2.9741 | 2.9741 | 2.9741 | 2.9741 | 2.9741 | 2.9741 | 2.9741 | 2.9741 | 2.9741 | 2.9741 | 2.9741 | 2.9741 | 2.9741 | 2.9741 | 2.9741 | 2.9741 | 2.9741 | 2.9741 | 2.9741
376 |  | Temperature, F | 114.692 | 106.2406 | 90.7056 | 90.6849 | 96.728 | 103.5437 | 112.595 | 114.6016 | 85.8371 | 87.4557 | 95.088 | 102.6108 | 112.5964 | 114.6022 | 118.7605 | 125.3071 | 88.5807 | 81.4302 | 80.7505 | 83.1553 | 95.7578 | 98.3332 | 103.6537 | 112.3507 | 81.1537 | 79.2664 | 86.22 | 93.6887 | 94.1272 | 103.4796 | 104.0596 | 105.6007 | 106.1982 | 110.2048 | 110.6938 | 118.9953 | 118.1779 | 81.0221 | 84.5146 | 84.0546 | 87.6985 | 99.0315 | 101.3938 | 106.3612 | 115.0034 | 88.4298 | 88.5747 | 81.1468 | 83.1772 | 95.4446 | 97.9527 | 103.2069 | 112.2895 | 81.3747 | 82.0753 | 84.6986 | 80.4857 | 93.6642 | 96.4252 | 101.8731 | 111.4799 | 88.3978 | 86.4271 | 81.5886 | 79.9957 | 80.2243 | 91.5989 | 91.8658 | 94.2816 | 94.5522 | 99.8069 | 100.0778 | 109.5474 | 109.1107 | 94.3518 | 88.2547 | 86.8503 | 80.3867 | 89.1829 | 91.971 | 97.7027 | 107.413 | 84.3553 | 80.5831 | 88.7169 | 81.9766 | 87.1905 | 90.0702 | 95.9855 | 114.0125 | 110.737 | 87.4821 | 84.2509 | 82.8288 | 86.2117 | 89.2414 | 95.2628 | 122.2718 | 589.4719 | 589.4719 | 589.4719 | 589.4719 | 589.4719 | 589.4719 | 589.4719 | 589.4719 | 589.4719 | 589.4719 | 589.4719 | 589.4719 | 589.4719 | 589.4719 | 589.4719 | 589.4719 | 589.4719 | 589.4719 | 589.4719 | 589.4719 | 589.4719 | 589.4719 | 589.4719 | 589.4719 | 589.4719 | 589.4719 | 589.4719 | 589.4719 | 589.4719 | 589.4719 | 589.4719 | 589.4719 | 589.4719 | 589.4719 | 589.4719 | 589.4719 | 589.4719 | 589.4719 | 589.4719 | 589.4719 | 589.4719 | 589.4719 | 589.4719 | 589.4719 | 589.4719 | 589.4719 | 589.4719 | 589.4719 | 589.4719 | 589.4719 | 589.4719 | 589.4719 | 589.4719 | 589.4719 | 589.4719 | 589.4719 | 589.4719 | 589.4719 | 589.4719 | 589.4719 | 589.4719 | 589.4719 | 589.4719 | 589.4719 | 589.4719 | 589.4719 | 589.4719 | 589.4719 | 589.4719 | 589.4719 | 589.4719 | 589.4719 | 589.4719 | 589.4719 | 589.4719 | 589.4719
377 |  | Enthalpy, Btu/lb | 1037.4731 | 1042.0505 | 1023.7187 | 1024.4401 | 1026.189 | 1029.1323 | 1035.8218 | 1037.4891 | 1025.324 | 1025.8253 | 1026.9126 | 1029.5506 | 1035.824 | 1037.486 | 1041.5118 | 1051.1777 | 1041.3248 | 1037.4985 | 1037.44 | 1038.3768 | 1048.2384 | 1051.3957 | 1058.7061 | 1074.8676 | 1029.0966 | 1029.5712 | 1030.7122 | 1033.4362 | 1033.192 | 1040.3416 | 1039.9413 | 1042.627 | 1042.0823 | 1047.8415 | 1047.2375 | 1058.624 | 1060.1287 | 1035.3124 | 1035.7578 | 1035.7689 | 1036.7337 | 1044.6197 | 1047.2126 | 1053.5397 | 1067.1815 | 1042.0337 | 1041.6881 | 1038.0673 | 1039.1103 | 1049.4322 | 1052.7693 | 1060.3733 | 1075.5916 | 1041.4495 | 1041.8613 | 1043.6296 | 1040.701 | 1052.6193 | 1056.0784 | 1063.8234 | 1078.6969 | 1050.0281 | 1047.8351 | 1044.0496 | 1043.8248 | 1043.615 | 1057.6347 | 1056.924 | 1061.7907 | 1060.9705 | 1071.0405 | 1069.9962 | 1087.23 | 1089.5309 | 1072.1475 | 1061.5466 | 1059.8832 | 1051.6446 | 1065.2894 | 1070.0435 | 1080.5177 | 1099.898 | 1067.9068 | 1061.0762 | 1074.8565 | 1064.2508 | 1074.0676 | 1079.4678 | 1090.834 | 1110.959 | 1109.5773 | 1082.5667 | 1076.6501 | 1073.9386 | 1079.5981 | 1084.6058 | 1096.1986 | 1114.7479 | 1331.1123 | 1331.1123 | 1331.1123 | 1331.1123 | 1331.1123 | 1331.1123 | 1331.1123 | 1331.1123 | 1331.1123 | 1331.1123 | 1331.1123 | 1331.1123 | 1331.1123 | 1331.1123 | 1331.1123 | 1331.1123 | 1331.1123 | 1331.1123 | 1331.1123 | 1331.1123 | 1331.1123 | 1331.1123 | 1331.1123 | 1331.1123 | 1331.1123 | 1331.1123 | 1331.1123 | 1331.1123 | 1331.1123 | 1331.1123 | 1331.1123 | 1331.1123 | 1331.1123 | 1331.1123 | 1331.1123 | 1331.1123 | 1331.1123 | 1331.1123 | 1331.1123 | 1331.1123 | 1331.1123 | 1331.1123 | 1331.1123 | 1331.1123 | 1331.1123 | 1331.1123 | 1331.1123 | 1331.1123 | 1331.1123 | 1331.1123 | 1331.1123 | 1331.1123 | 1331.1123 | 1331.1123 | 1331.1123 | 1331.1123 | 1331.1123 | 1331.1123 | 1331.1123 | 1331.1123 | 1331.1123 | 1331.1123 | 1331.1123 | 1331.1123 | 1331.1123 | 1331.1123 | 1331.1123 | 1331.1123 | 1331.1123 | 1331.1123 | 1331.1123 | 1331.1123 | 1331.1123 | 1331.1123 | 1331.1123 | 1331.1123
378 | Miscellaneous STG Leaks to Condenser | Flow, lb/h | 3698.6002 | 2514.6523 | 3771.3903 | 3770.6522 | 3746.9891 | 3732.8833 | 3691.1119 | 3685.5563 | 3350.5321 | 3438.6733 | 3560.012 | 3616.3582 | 3691.2175 | 3685.592 | 3656.3272 | 3453.8292 | 1839.9999 | 1839.9999 | 1839.9999 | 1839.9999 | 1839.9999 | 1839.9999 | 1839.9999 | 1839.9999 | 2587.4266 | 2617.0057 | 2571.37 | 2525.131 | 2574.3113 | 2449.5496 | 2520.8921 | 2434.2604 | 2509.6816 | 2401.0662 | 2481.5644 | 2427.1698 | 2281.776 | 1877.1871 | 1924.7046 | 1901.5185 | 1877.4379 | 1839.9999 | 1839.9999 | 1839.9999 | 1839.9999 | 1839.9999 | 1839.9999 | 1839.9999 | 1839.9999 | 1839.9999 | 1839.9999 | 1839.9999 | 1839.9999 | 1839.9999 | 1839.9999 | 1839.9999 | 1839.9999 | 1839.9999 | 1839.9999 | 1839.9999 | 1839.9999 | 1839.9999 | 1839.9999 | 1839.9999 | 1839.9999 | 1839.9999 | 1839.9999 | 1839.9999 | 1839.9999 | 1839.9999 | 1839.9999 | 1839.9999 | 1839.9999 | 1839.9999 | 1839.9999 | 1839.9999 | 1839.9999 | 1839.9999 | 1839.9999 | 1839.9999 | 1839.9999 | 1839.9999 | 1839.9999 | 1839.9999 | 1839.9999 | 1839.9999 | 1839.9999 | 1839.9999 | 1839.9999 | 1839.9999 | 1839.9999 | 1839.9999 | 1839.9999 | 1839.9999 | 1839.9999 | 1839.9999 | 1839.9999 | 1839.9999 | 0 | 0 | 0 | 0 | 0 | 0 | 0 | 0 | 0 | 0 | 0 | 0 | 0 | 0 | 0 | 0 | 0 | 0 | 0 | 0 | 0 | 0 | 0 | 0 | 0 | 0 | 0 | 0 | 0 | 0 | 0 | 0 | 0 | 0 | 0 | 0 | 0 | 0 | 0 | 0 | 0 | 0 | 0 | 0 | 0 | 0 | 0 | 0 | 0 | 0 | 0 | 0 | 0 | 0 | 0 | 0 | 0 | 0 | 0 | 0 | 0 | 0 | 0 | 0 | 0 | 0 | 0 | 0 | 0 | 0 | 0 | 0 | 0 | 0 | 0 | 0
379 |  | Enthalpy, Btu/lb | 1339.2843 | 1357.7803 | 1324.4834 | 1325.9318 | 1329.7185 | 1333.271 | 1338.5022 | 1339.513 | 1330.0608 | 1330.7779 | 1332.5311 | 1335.0096 | 1338.5134 | 1339.5117 | 1341.3316 | 1342.921 | 1367.2454 | 1366.8005 | 1367.135 | 1367.3486 | 1368.2141 | 1368.3946 | 1368.788 | 1370.4415 | 1348.8087 | 1349.5121 | 1352.4639 | 1355.9622 | 1354.9166 | 1358.1294 | 1357.5181 | 1358.448 | 1357.7519 | 1358.9458 | 1358.2627 | 1358.9785 | 1359.9415 | 1361.6341 | 1361.4742 | 1361.6414 | 1361.9084 | 1362.6053 | 1362.8052 | 1363.2369 | 1364.144 | 1367.4703 | 1367.11 | 1367.2454 | 1367.5197 | 1368.1638 | 1368.3056 | 1368.647 | 1369.3052 | 1369.7351 | 1369.6539 | 1369.653 | 1369.5752 | 1369.5846 | 1369.6822 | 1369.5687 | 1369.6238 | 1379.5188 | 1379.573 | 1379.9526 | 1380.3993 | 1380.2256 | 1381.024 | 1380.7097 | 1381.1646 | 1380.818 | 1381.4767 | 1381.0562 | 1381.5786 | 1382.0983 | 1383.2209 | 1383.0502 | 1383.1809 | 1383.3279 | 1383.6998 | 1383.7931 | 1384.0416 | 1384.499 | 1385.5188 | 1385.3773 | 1385.487 | 1385.5712 | 1385.7982 | 1385.8507 | 1386.0699 | 1386.4401 | 1385.9659 | 1385.8047 | 1385.784 | 1385.7522 | 1385.7058 | 1385.8262 | 1385.6886 | 1385.7686 | 1527.5925 | 1528.6626 | 1533.4429 | 1535.1694 | 1534.5465 | 1535.9953 | 1535.0383 | 1536.166 | 1535.166 | 1536.6763 | 1535.5284 | 1536.4428 | 1538.3818 | 1543.245 | 1542.684 | 1543.0004 | 1543.3813 | 1544.245 | 1544.4389 | 1544.8284 | 1545.7192 | 1549.9982 | 1549.5593 | 1549.8151 | 1550.098 | 1550.6835 | 1550.8349 | 1551.104 | 1551.6723 | 1553.0042 | 1553.0111 | 1553.0094 | 1553.006 | 1552.9999 | 1552.9905 | 1552.9952 | 1552.9802 | 1552.6324 | 1552.61 | 1552.6285 | 1552.6453 | 1552.6216 | 1552.6887 | 1552.6521 | 1552.6977 | 1552.659 | 1552.7183 | 1552.6762 | 1552.711 | 1552.7802 | 1552.9445 | 1552.9264 | 1552.9367 | 1552.9496 | 1552.9776 | 1552.984 | 1552.9969 | 1553.0249 | 1553.1487 | 1553.1367 | 1553.1431 | 1553.1513 | 1553.1672 | 1553.1715 | 1553.1784 | 1553.1934 | 1553.2437 | 1553.2476 | 1553.245 | 1553.2437 | 1553.2403 | 1553.2364 | 1553.2377 | 1553.2308 | 1347.123 | 1476.4887
380 | GSC Drain to Condenser | Flow, lb/h | 799.9998 | 799.9998 | 799.9998 | 799.9998 | 799.9998 | 799.9998 | 799.9998 | 799.9998 | 799.9998 | 799.9998 | 799.9998 | 799.9998 | 799.9998 | 799.9998 | 799.9998 | 799.9998 | 799.9998 | 799.9998 | 799.9998 | 799.9998 | 799.9998 | 799.9998 | 799.9998 | 799.9998 | 799.9998 | 799.9998 | 799.9998 | 799.9998 | 799.9998 | 799.9998 | 799.9998 | 799.9998 | 799.9998 | 799.9998 | 799.9998 | 799.9998 | 799.9998 | 799.9998 | 799.9998 | 799.9998 | 799.9998 | 799.9998 | 799.9998 | 799.9998 | 799.9998 | 799.9998 | 799.9998 | 799.9998 | 799.9998 | 799.9998 | 799.9998 | 799.9998 | 799.9998 | 799.9998 | 799.9998 | 799.9998 | 799.9998 | 799.9998 | 799.9998 | 799.9998 | 799.9998 | 799.9998 | 799.9998 | 799.9998 | 799.9998 | 799.9998 | 799.9998 | 799.9998 | 799.9998 | 799.9998 | 799.9998 | 799.9998 | 799.9998 | 799.9998 | 799.9998 | 799.9998 | 799.9998 | 799.9998 | 799.9998 | 799.9998 | 799.9998 | 799.9998 | 799.9998 | 799.9998 | 799.9998 | 799.9998 | 799.9998 | 799.9998 | 799.9998 | 799.9998 | 799.9998 | 799.9998 | 799.9998 | 799.9998 | 799.9998 | 799.9998 | 799.9998 | 799.9998 | 0 | 0 | 0 | 0 | 0 | 0 | 0 | 0 | 0 | 0 | 0 | 0 | 0 | 0 | 0 | 0 | 0 | 0 | 0 | 0 | 0 | 0 | 0 | 0 | 0 | 0 | 0 | 0 | 0 | 0 | 0 | 0 | 0 | 0 | 0 | 0 | 0 | 0 | 0 | 0 | 0 | 0 | 0 | 0 | 0 | 0 | 0 | 0 | 0 | 0 | 0 | 0 | 0 | 0 | 0 | 0 | 0 | 0 | 0 | 0 | 0 | 0 | 0 | 0 | 0 | 0 | 0 | 0 | 0 | 0 | 0 | 0 | 0 | 0 | 0 | 0
381 |  | Enthalpy, Btu/lb | 179.4653 | 179.4653 | 179.4653 | 179.4653 | 179.4653 | 179.4653 | 179.4653 | 179.4653 | 179.4653 | 179.4653 | 179.4653 | 179.4653 | 179.4653 | 179.4653 | 179.4653 | 179.4653 | 179.4653 | 179.4653 | 179.4653 | 179.4653 | 179.4653 | 179.4653 | 179.4653 | 179.4653 | 179.4653 | 179.4653 | 179.4653 | 179.4653 | 179.4653 | 179.4653 | 179.4653 | 179.4653 | 179.4653 | 179.4653 | 179.4653 | 179.4653 | 179.4653 | 179.4653 | 179.4653 | 179.4653 | 179.4653 | 179.4653 | 179.4653 | 179.4653 | 179.4653 | 179.4653 | 179.4653 | 179.4653 | 179.4653 | 179.4653 | 179.4653 | 179.4653 | 179.4653 | 179.4653 | 179.4653 | 179.4653 | 179.4653 | 179.4653 | 179.4653 | 179.4653 | 179.4653 | 179.4653 | 179.4653 | 179.4653 | 179.4653 | 179.4653 | 179.4653 | 179.4653 | 179.4653 | 179.4653 | 179.4653 | 179.4653 | 179.4653 | 179.4653 | 179.4653 | 179.4653 | 179.4653 | 179.4653 | 179.4653 | 179.4653 | 179.4653 | 179.4653 | 179.4653 | 179.4653 | 179.4653 | 179.4653 | 179.4653 | 179.4653 | 179.4653 | 179.4653 | 179.4653 | 179.4653 | 179.4653 | 179.4653 | 179.4653 | 179.4653 | 179.4653 | 179.4653 | 1527.5925 | 1528.6626 | 1533.4429 | 1535.1694 | 1534.5465 | 1535.9953 | 1535.0383 | 1536.166 | 1535.166 | 1536.6763 | 1535.5284 | 1536.4428 | 1538.3818 | 1543.245 | 1542.684 | 1543.0004 | 1543.3813 | 1544.245 | 1544.4389 | 1544.8284 | 1545.7192 | 1549.9982 | 1549.5593 | 1549.8151 | 1550.098 | 1550.6835 | 1550.8349 | 1551.104 | 1551.6723 | 1553.0042 | 1553.0111 | 1553.0094 | 1553.006 | 1552.9999 | 1552.9905 | 1552.9952 | 1552.9802 | 1552.6324 | 1552.61 | 1552.6285 | 1552.6453 | 1552.6216 | 1552.6887 | 1552.6521 | 1552.6977 | 1552.659 | 1552.7183 | 1552.6762 | 1552.711 | 1552.7802 | 1552.9445 | 1552.9264 | 1552.9367 | 1552.9496 | 1552.9776 | 1552.984 | 1552.9969 | 1553.0249 | 1553.1487 | 1553.1367 | 1553.1431 | 1553.1513 | 1553.1672 | 1553.1715 | 1553.1784 | 1553.1934 | 1553.2437 | 1553.2476 | 1553.245 | 1553.2437 | 1553.2403 | 1553.2364 | 1553.2377 | 1553.2308 | 1347.123 | 1476.4887
382 | Makeup Water to Condenser | Flow, lb/h | 8.9375 | 0.03125 | 11272.675 | 11264.4844 | 11175.9987 | 11111.1245 | 11022.8769 | 11005.7497 | 10068.1061 | 10301.4991 | 10643.1877 | 10794.4364 | 11014.4403 | 10997.6146 | 10875.5648 | 10128.1866 | 5248.8513 | 5222.9691 | 5128.6682 | 5086.35 | 5007.0216 | 4977.4013 | 4910.3088 | 4587.0039 | 7980.8471 | 8072.0313 | 7962.6246 | 7857.4997 | 7971.7517 | 7596.5625 | 7805.375 | 7535.5623 | 7756.9376 | 7379.0936 | 7646.3126 | 7379.0936 | 7034.0312 | 6132.7344 | 6243.9689 | 6171.3596 | 6081.2969 | 5890.5785 | 5848.1095 | 5745.3593 | 5537.3746 | 4748.1409 | 4834.1408 | 4787.7344 | 4731.0469 | 4612.2186 | 4584.6721 | 4516.109 | 4383.1408 | 4147.07 | 4139.7738 | 4148.4763 | 4165.6251 | 4192.0311 | 4208.4377 | 4213.0854 | 4257.0013 | 3930.6384 | 3955.9356 | 3884.0987 | 3808.1045 | 3860.2728 | 3662.5424 | 3752.0011 | 3630.0418 | 3727.3903 | 3557.2127 | 3671.4536 | 3549.6904 | 3393.9114 | 2998.0489 | 3048.3276 | 3015.4318 | 2974.7493 | 2887.8525 | 2868.1038 | 2819.7283 | 2722.9441 | 2358.6067 | 2399.4447 | 2376.4721 | 2350.1907 | 2294.6341 | 2281.1275 | 2248.3404 | 2184.2314 | 2072.977 | 2072.7437 | 2077.5557 | 2086.0947 | 2100.0164 | 2104.9379 | 2110.6682 | 2128.8844 | 7735.4967 | 7811.5076 | 7690.7737 | 7549.4998 | 7670.9369 | 7286.7499 | 7482.4994 | 7229.7489 | 7439.2503 | 7097.4982 | 7336.9984 | 7111.4857 | 6763.3383 | 5896 | 6002.117 | 5936.8118 | 5856.8128 | 5684.6249 | 5646.0623 | 5557.1242 | 5371.2503 | 4601.374 | 4683.2501 | 4637.5 | 4584.7499 | 4475.875 | 4448.9999 | 4390.0623 | 4271.9976 | 3997.9911 | 3990.0624 | 3998.7499 | 4014.874 | 4041.7499 | 4057.8739 | 4062.874 | 4104.8724 | 3758.2917 | 3780.9992 | 3711.9917 | 3639.4102 | 3689.6413 | 3516.916 | 3600.3945 | 3489.8084 | 3580.0116 | 3428.7994 | 3532.6996 | 3430.3573 | 3279.2682 | 2890.5105 | 2938.1883 | 2908.3068 | 2871.3665 | 2792.4239 | 2774.6235 | 2733.076 | 2646.6451 | 2289.9158 | 2328.4911 | 2307.1597 | 2282.1569 | 2230.5441 | 2217.8026 | 2189.6132 | 2133.0471 | 2001.9075 | 1997.8511 | 2002.2393 | 2010.2029 | 2023.6452 | 2031.7596 | 2034.2414 | 2055.2537 | 4009.4763 | 4009.9175
383 |  | Enthalpy, Btu/lb | 28.1203 | 28.1203 | 28.1203 | 28.1203 | 28.1203 | 28.1203 | 28.1203 | 28.1203 | 28.1203 | 28.1203 | 28.1203 | 28.1203 | 28.1203 | 28.1203 | 28.1203 | 28.1203 | 28.1203 | 28.1203 | 28.1203 | 28.1203 | 28.1203 | 28.1203 | 28.1203 | 28.1203 | 28.1203 | 28.1203 | 28.1203 | 28.1203 | 28.1203 | 28.1203 | 28.1203 | 28.1203 | 28.1203 | 28.1203 | 28.1203 | 28.1203 | 28.1203 | 28.1203 | 28.1203 | 28.1203 | 28.1203 | 28.1203 | 28.1203 | 28.1203 | 28.1203 | 28.1203 | 28.1203 | 28.1203 | 28.1203 | 28.1203 | 28.1203 | 28.1203 | 28.1203 | 28.1203 | 28.1203 | 28.1203 | 28.1203 | 28.1203 | 28.1203 | 28.1203 | 28.1203 | 28.1203 | 28.1203 | 28.1203 | 28.1203 | 28.1203 | 28.1203 | 28.1203 | 28.1203 | 28.1203 | 28.1203 | 28.1203 | 28.1203 | 28.1203 | 28.1203 | 28.1203 | 28.1203 | 28.1203 | 28.1203 | 28.1203 | 28.1203 | 28.1203 | 28.1203 | 28.1203 | 28.1203 | 28.1203 | 28.1203 | 28.1203 | 28.1203 | 28.1203 | 28.1203 | 28.1203 | 28.1203 | 28.1203 | 28.1203 | 28.1203 | 28.1203 | 28.1203 | 28.1203 | 28.1203 | 28.1203 | 28.1203 | 28.1203 | 28.1203 | 28.1203 | 28.1203 | 28.1203 | 28.1203 | 28.1203 | 28.1203 | 28.1203 | 28.1203 | 28.1203 | 28.1203 | 28.1203 | 28.1203 | 28.1203 | 28.1203 | 28.1203 | 28.1203 | 28.1203 | 28.1203 | 28.1203 | 28.1203 | 28.1203 | 28.1203 | 28.1203 | 28.1203 | 28.1203 | 28.1203 | 28.1203 | 28.1203 | 28.1203 | 28.1203 | 28.1203 | 28.1203 | 28.1203 | 28.1203 | 28.1203 | 28.1203 | 28.1203 | 28.1203 | 28.1203 | 28.1203 | 28.1203 | 28.1203 | 28.1203 | 28.1203 | 28.1203 | 28.1203 | 28.1203 | 28.1203 | 28.1203 | 28.1203 | 28.1203 | 28.1203 | 28.1203 | 28.1203 | 28.1203 | 28.1203 | 28.1203 | 28.1203 | 28.1203 | 28.1203 | 28.1203 | 28.1203 | 28.1203 | 28.1203 | 28.1203 | 28.1203 | 28.1203 | 28.1203 | 28.1203 | 28.1203
384 | Hot Reheat Steam Bypassed to Condenser | Flow, lb/h | 0 | 0 | 0 | 0 | 0 | 0 | 0 | 0 | 0 | 0 | 0 | 0 | 0 | 0 | 0 | 0 | 0 | 0 | 0 | 0 | 0 | 0 | 0 | 0 | 0 | 0 | 0 | 0 | 0 | 0 | 0 | 0 | 0 | 0 | 0 | 0 | 0 | 0 | 0 | 0 | 0 | 0 | 0 | 0 | 0 | 0 | 0 | 0 | 0 | 0 | 0 | 0 | 0 | 0 | 0 | 0 | 0 | 0 | 0 | 0 | 0 | 0 | 0 | 0 | 0 | 0 | 0 | 0 | 0 | 0 | 0 | 0 | 0 | 0 | 0 | 0 | 0 | 0 | 0 | 0 | 0 | 0 | 0 | 0 | 0 | 0 | 0 | 0 | 0 | 0 | 0 | 0 | 0 | 0 | 0 | 0 | 0 | 0 | 2308088.3261 | 2339671.4228 | 2318128.1857 | 2298968.324 | 2331700.6473 | 2256104.8696 | 2305045.4153 | 2247448.3677 | 2298642.9214 | 2227170.2323 | 2281752.941 | 2247518.2102 | 2145387.0439 | 1864697.9665 | 1898671.5815 | 1885094.3579 | 1868637.7185 | 1827228.258 | 1817870.9501 | 1801100.0194 | 1758698.4779 | 1505597.9823 | 1529919.0462 | 1516921.9916 | 1504053.5106 | 1475733.9636 | 1467909.2224 | 1456622.5154 | 1430900.6332 | 1287270.3222 | 1277565.3892 | 1280664.6502 | 1287190.9557 | 1297650.664 | 1310237.394 | 1305343.6569 | 1326642.4452 | 1152630.646 | 1166465.8107 | 1153610.0284 | 1143040.0007 | 1159483.9415 | 1121551.5265 | 1146275.7721 | 1117138.7502 | 1143086.8269 | 1106824.2826 | 1134559.6924 | 1117141.9249 | 1065596.5714 | 928510.0266 | 942387.2555 | 934373.6221 | 925062.3468 | 905307.2365 | 900838.11 | 892757.0151 | 872128.0799 | 749808.7797 | 760223.884 | 753988.2185 | 746294.5907 | 732165.0558 | 728424.9899 | 723024.101 | 710486.737 | 641529.8859 | 636434.0024 | 637863.7895 | 639961.0487 | 644736.2916 | 650989.1797 | 648769.1405 | 659468.7737 | 1315939.8755 | 1296859.3802
385 | (total, from HRSG Units #1 and #2) | Enthalpy, Btu/lb | 1565.4522 | 1568.5338 | 1546.9471 | 1549.1199 | 1553.6199 | 1558.3374 | 1564.815 | 1565.4823 | 1548.1754 | 1550.3439 | 1554.3224 | 1558.7776 | 1564.8223 | 1565.4792 | 1565.5618 | 1566.2088 | 1572.8386 | 1572.8507 | 1572.9246 | 1572.8937 | 1572.882 | 1572.901 | 1572.9491 | 1573.2853 | 1554.0158 | 1555.9625 | 1559.6388 | 1564.2458 | 1563.7032 | 1568.5712 | 1567.9216 | 1569.5282 | 1568.6233 | 1570.106 | 1569.8623 | 1570.0248 | 1570.4925 | 1571.6972 | 1571.5544 | 1571.6262 | 1571.7148 | 1571.9238 | 1571.9715 | 1572.0536 | 1572.2625 | 1573.3777 | 1573.2655 | 1573.3292 | 1573.3997 | 1573.5484 | 1573.5897 | 1573.6456 | 1573.7746 | 1574.4027 | 1573.726 | 1573.6929 | 1573.6142 | 1573.5028 | 1574.3292 | 1573.3945 | 1574.2741 | 1569.3111 | 1570.8322 | 1572.6873 | 1575.0291 | 1574.953 | 1575.1383 | 1575.0243 | 1575.1598 | 1575.0415 | 1575.2105 | 1575.085 | 1575.1714 | 1575.4091 | 1576.0183 | 1575.9478 | 1575.9835 | 1576.0252 | 1576.1284 | 1576.1512 | 1576.192 | 1576.2952 | 1576.8395 | 1576.7836 | 1576.8158 | 1576.8502 | 1576.9229 | 1576.9414 | 1576.9702 | 1577.0329 | 1577.3433 | 1577.3683 | 1577.3622 | 1577.3515 | 1577.3347 | 1577.3064 | 1577.3205 | 1577.2776 | 1215.0003 | 1215.0003 | 1215.0003 | 1215.0003 | 1214.9998 | 1215.0003 | 1215.0003 | 1215.0003 | 1215.0003 | 1215.0003 | 1215.0003 | 1215.0003 | 1214.9998 | 1215.0003 | 1215.0003 | 1215.0003 | 1215.0003 | 1215.0003 | 1215.0003 | 1215.0003 | 1215.0003 | 1215.0003 | 1215.0003 | 1215.0003 | 1215.0003 | 1215.0003 | 1215.0003 | 1215.0003 | 1215.0003 | 1215.0003 | 1215.0003 | 1215.0003 | 1215.0003 | 1215.0003 | 1215.0003 | 1215.0003 | 1215.0003 | 1214.9998 | 1215.0003 | 1215.0003 | 1215.0003 | 1215.0003 | 1215.0003 | 1214.9998 | 1215.0003 | 1215.0003 | 1215.0003 | 1215.0003 | 1215.0003 | 1215.0003 | 1215.0003 | 1215.0003 | 1215.0003 | 1215.0003 | 1215.0003 | 1215.0003 | 1215.0003 | 1215.0003 | 1215.0003 | 1215.0003 | 1215.0003 | 1215.0003 | 1215.0003 | 1215.0003 | 1215.0003 | 1215.0003 | 1215.0003 | 1215.0003 | 1215.0003 | 1215.0003 | 1215.0003 | 1215.0003 | 1215.0003 | 1215.0003 | 1215.0003 | 1215.0003
386 | LP Steam Bypassed to Condenser | Flow, lb/h | 0 | 0 | 0 | 0 | 0 | 0 | 0 | 0 | 0 | 0 | 0 | 0 | 0 | 0 | 0 | 0 | 0 | 0 | 0 | 0 | 0 | 0 | 0 | 0 | 0 | 0 | 0 | 0 | 0 | 0 | 0 | 0 | 0 | 0 | 0 | 0 | 0 | 0 | 0 | 0 | 0 | 0 | 0 | 0 | 0 | 0 | 0 | 0 | 0 | 0 | 0 | 0 | 0 | 0 | 0 | 0 | 0 | 0 | 0 | 0 | 0 | 0 | 0 | 0 | 0 | 0 | 0 | 0 | 0 | 0 | 0 | 0 | 0 | 0 | 0 | 0 | 0 | 0 | 0 | 0 | 0 | 0 | 0 | 0 | 0 | 0 | 0 | 0 | 0 | 0 | 0 | 0 | 0 | 0 | 0 | 0 | 0 | 0 | 0 | 0 | 0 | 0 | 0 | 0 | 0 | 0 | 0 | 0 | 0 | 0 | 0 | 0 | 0 | 0 | 0 | 0 | 0 | 0 | 0 | 0 | 0 | 0 | 0 | 0 | 0 | 0 | 0 | 0 | 0 | 0 | 0 | 0 | 0 | 0 | 0 | 0 | 0 | 0 | 0 | 0 | 0 | 0 | 0 | 0 | 0 | 0 | 0 | 0 | 0 | 0 | 0 | 0 | 0 | 0 | 0 | 0 | 0 | 0 | 0 | 0 | 0 | 0 | 0 | 0 | 0 | 0 | 0 | 0 | 0 | 0 | 0 | 0 | 0 | 0
387 | (total, from HRSG Units #1 and #2) | Enthalpy, Btu/lb | 1287.7609 | 1285.3744 | 1293.6095 | 1293.7505 | 1292.2402 | 1290.763 | 1288.4204 | 1288.0266 | 1282.401 | 1285.4118 | 1287.9952 | 1287.7983 | 1288.4238 | 1288.0304 | 1286.9002 | 1284.6126 | 1276.8495 | 1156.188 | 1156.188 | 1156.188 | 1275.1663 | 1274.9277 | 1272.8168 | 1268.7562 | 1288.1959 | 1288.8168 | 1287.7346 | 1286.6435 | 1287.0743 | 1285.125 | 1285.6775 | 1284.8133 | 1285.3894 | 1284.159 | 1284.7381 | 1283.6113 | 1282.2493 | 1282.3581 | 1282.3116 | 1282.1508 | 1281.5412 | 1279.8349 | 1279.4686 | 1278.797 | 1277.417 | 1276.7072 | 1276.9664 | 1277.6044 | 1277.1061 | 1275.1947 | 1274.7953 | 1274.1191 | 1272.8465 | 1273.6014 | 1273.3568 | 1273.0735 | 1273.4497 | 1272.1913 | 1272.0516 | 1271.4849 | 1270.8095 | 1276.0129 | 1276.3456 | 1276.7975 | 1277.1006 | 1277.3138 | 1275.6749 | 1275.8731 | 1275.3908 | 1275.5825 | 1274.8044 | 1274.969 | 1273.9664 | 1273.4596 | 1274.089 | 1274.8031 | 1274.9725 | 1275.684 | 1274.4161 | 1273.9733 | 1273.3216 | 1272.1337 | 1274.04 | 1274.4905 | 1273.4007 | 1274.1036 | 1273.285 | 1272.8826 | 1272.0898 | 1270.9209 | 1270.3818 | 1271.61 | 1272.0146 | 1272.1315 | 1271.632 | 1271.4007 | 1270.6234 | 1269.7364 | 1186.1999 | 1186.2162 | 1186.0387 | 1185.8276 | 1186.0584 | 1185.4368 | 1185.8246 | 1185.3461 | 1185.7695 | 1185.1461 | 1185.6319 | 1185.3198 | 1184.5395 | 1181.4235 | 1181.8104 | 1181.6466 | 1181.5623 | 1181.4557 | 1181.4187 | 1181.3069 | 1181.0103 | 1178.0589 | 1178.3568 | 1177.9312 | 1177.8379 | 1177.9127 | 1177.8985 | 1177.8371 | 1177.6522 | 1175.8977 | 1175.917 | 1176.0443 | 1175.9725 | 1176.4721 | 1176.5954 | 1176.7571 | 1177.1114 | 1178.4346 | 1178.3113 | 1177.6548 | 1177.0065 | 1177.1247 | 1176.9785 | 1177.2885 | 1176.9458 | 1177.2975 | 1176.8388 | 1177.2911 | 1177.1139 | 1176.5632 | 1174.3031 | 1174.2399 | 1173.96 | 1173.3379 | 1173.4428 | 1173.5357 | 1173.5417 | 1173.4583 | 1170.2726 | 1170.3281 | 1170.7326 | 1170.1638 | 1170.1436 | 1170.2352 | 1170.368 | 1170.3951 | 1169.9334 | 1169.2932 | 1169.114 | 1169.0998 | 1169.4089 | 1169.574 | 1169.9394 | 1170.4497 | 1177.804 | 1177.8031
388 | LP Turbine Exhaust Hood Spray to Condenser | Flow, lb/h | 0 | 0 | 0 | 0 | 0 | 0 | 0 | 0 | 0 | 0 | 0 | 0 | 0 | 0 | 0 | 0 | 0 | 0 | 0 | 0 | 0 | 0 | 0 | 0 | 0 | 0 | 0 | 0 | 0 | 0 | 0 | 0 | 0 | 0 | 0 | 0 | 0 | 0 | 0 | 0 | 0 | 0 | 0 | 0 | 0 | 0 | 0 | 0 | 0 | 0 | 0 | 0 | 0 | 0 | 0 | 0 | 0 | 0 | 0 | 0 | 0 | 0 | 0 | 0 | 0 | 0 | 0 | 0 | 0 | 0 | 0 | 0 | 0 | 0 | 0 | 0 | 0 | 0 | 0 | 0 | 0 | 0 | 0 | 0 | 0 | 0 | 0 | 0 | 0 | 0 | 0 | 0 | 0 | 0 | 0 | 0 | 0 | 0 | 25000.0044 | 25000.0044 | 24999.9965 | 25000.0044 | 25000.0044 | 25000.0044 | 24999.9965 | 25000.0044 | 25000.0044 | 25000.0044 | 24999.9965 | 25000.0044 | 25000.0044 | 25000.0044 | 25000.0044 | 25000.0044 | 25000.0044 | 25000.0044 | 25000.0044 | 25000.0044 | 25000.0044 | 25000.0044 | 25000.0044 | 25000.0044 | 25000.0044 | 25000.0044 | 25000.0044 | 25000.0044 | 25000.0044 | 24999.9965 | 25000.0044 | 25000.0044 | 25000.0044 | 25000.0044 | 24999.9965 | 25000.0044 | 25000.0044 | 25000.0044 | 25000.0044 | 25000.0044 | 25000.0044 | 25000.0044 | 25000.0044 | 25000.0044 | 25000.0044 | 25000.0044 | 25000.0044 | 25000.0044 | 24999.9965 | 25000.0044 | 25000.0044 | 25000.0044 | 24999.9965 | 25000.0044 | 25000.0044 | 25000.0044 | 25000.0044 | 25000.0044 | 25000.0044 | 25000.0044 | 25000.0044 | 25000.0044 | 25000.0044 | 25000.0044 | 25000.0044 | 25000.0044 | 25000.0044 | 25000.0044 | 25000.0044 | 25000.0044 | 25000.0044 | 25000.0044 | 25000.0044 | 25000.0044 | 25000.0044 | 25000.0044
389 | (PROJECT TEAM to CONFIRM FLOW) | Enthalpy, Btu/lb | 84.9082 | 76.6149 | 60.8356 | 60.8164 | 66.8226 | 73.5948 | 82.5901 | 84.583 | 56.0478 | 57.6464 | 65.2145 | 72.6807 | 82.5917 | 84.5837 | 88.7197 | 95.2532 | 59.2258 | 52.1261 | 51.4615 | 53.8482 | 66.3655 | 68.9244 | 74.2125 | 82.8996 | 51.5078 | 49.6273 | 56.5465 | 63.9766 | 64.4033 | 73.72 | 74.2815 | 75.831 | 76.4087 | 80.4135 | 80.8814 | 89.1442 | 88.362 | 51.5456 | 55.003 | 54.5526 | 58.1811 | 69.4583 | 71.8095 | 76.7533 | 85.3614 | 59.0922 | 59.2209 | 51.8504 | 53.8773 | 66.0833 | 68.58 | 73.8086 | 82.8522 | 52.217 | 52.9219 | 55.5383 | 51.3292 | 64.4322 | 67.167 | 72.5794 | 82.1076 | 59.3338 | 57.3663 | 52.5557 | 50.9816 | 51.1948 | 62.5681 | 62.8061 | 65.2384 | 65.4782 | 70.7398 | 70.9764 | 80.4049 | 80.0297 | 65.558 | 59.4639 | 58.0739 | 51.6361 | 60.4504 | 63.2405 | 68.9537 | 78.6346 | 55.9192 | 52.1271 | 60.2598 | 53.5497 | 58.7894 | 61.6727 | 67.5911 | 77.5513 | 73.7404 | 59.3172 | 56.0894 | 54.663 | 58.0278 | 61.0357 | 67.0512 | 77.2511 | 63.7914 | 70.8541 | 75.85 | 81.5833 | 82.2129 | 89.1859 | 90.0412 | 90.8749 | 91.7535 | 94.4735 | 95.3769 | 102.0409 | 100.4355 | 52.1327 | 60.6396 | 66.5251 | 73.036 | 81.4495 | 83.2806 | 87.2343 | 94.2492 | 53.0612 | 54.0406 | 57.9415 | 65.3016 | 74.8048 | 76.8147 | 81.1574 | 89.0485 | 50.3488 | 49.8311 | 52.0056 | 60.432 | 71.5262 | 74.0418 | 78.8074 | 87.6406 | 50.8935 | 49.8486 | 50.9409 | 57.3404 | 57.672 | 68.5912 | 69.0086 | 70.9313 | 71.3548 | 75.8086 | 76.2322 | 84.7765 | 84.0642 | 57.549 | 51.4091 | 50.7354 | 52.8036 | 64.8598 | 67.3299 | 72.4865 | 81.3613 | 58.9949 | 49.6764 | 52.3701 | 52.4332 | 61.7573 | 64.3591 | 69.7789 | 79.0652 | 51.709 | 50.5459 | 52.4605 | 51.715 | 60.1477 | 62.9926 | 68.5722 | 78.3325 | 61.1067 | 60.6696
390 | Condenser Curtain Spray to Condenser | Flow, lb/h | 0 | 0 | 0 | 0 | 0 | 0 | 0 | 0 | 0 | 0 | 0 | 0 | 0 | 0 | 0 | 0 | 0 | 0 | 0 | 0 | 0 | 0 | 0 | 0 | 0 | 0 | 0 | 0 | 0 | 0 | 0 | 0 | 0 | 0 | 0 | 0 | 0 | 0 | 0 | 0 | 0 | 0 | 0 | 0 | 0 | 0 | 0 | 0 | 0 | 0 | 0 | 0 | 0 | 0 | 0 | 0 | 0 | 0 | 0 | 0 | 0 | 0 | 0 | 0 | 0 | 0 | 0 | 0 | 0 | 0 | 0 | 0 | 0 | 0 | 0 | 0 | 0 | 0 | 0 | 0 | 0 | 0 | 0 | 0 | 0 | 0 | 0 | 0 | 0 | 0 | 0 | 0 | 0 | 0 | 0 | 0 | 0 | 0 | 200000.0353 | 200000.0353 | 200000.0353 | 199999.9559 | 200000.0353 | 200000.0353 | 200000.0353 | 200000.0353 | 200000.0353 | 200000.0353 | 200000.0353 | 200000.0353 | 200000.0353 | 200000.0353 | 200000.0353 | 200000.0353 | 200000.0353 | 200000.0353 | 200000.0353 | 200000.0353 | 200000.0353 | 200000.0353 | 200000.0353 | 200000.0353 | 200000.0353 | 200000.0353 | 200000.0353 | 200000.0353 | 200000.0353 | 200000.0353 | 199999.9559 | 200000.0353 | 199999.9559 | 200000.0353 | 200000.0353 | 200000.0353 | 199999.9559 | 199999.9559 | 200000.0353 | 200000.0353 | 200000.0353 | 200000.0353 | 200000.0353 | 200000.0353 | 199999.9559 | 200000.0353 | 200000.0353 | 200000.0353 | 200000.0353 | 200000.0353 | 200000.0353 | 200000.0353 | 200000.0353 | 200000.0353 | 200000.0353 | 200000.0353 | 200000.0353 | 200000.0353 | 200000.0353 | 200000.0353 | 200000.0353 | 200000.0353 | 200000.0353 | 200000.0353 | 200000.0353 | 200000.0353 | 200000.0353 | 200000.0353 | 200000.0353 | 200000.0353 | 200000.0353 | 200000.0353 | 200000.0353 | 200000.0353 | 200000.0353 | 200000.0353
391 | (PROJECT TEAM to CONFIRM FLOW) | Enthalpy, Btu/lb | 84.9082 | 76.6149 | 60.8356 | 60.8164 | 66.8226 | 73.5948 | 82.5901 | 84.583 | 56.0478 | 57.6464 | 65.2145 | 72.6807 | 82.5917 | 84.5837 | 88.7197 | 95.2532 | 59.2258 | 52.1261 | 51.4615 | 53.8482 | 66.3655 | 68.9244 | 74.2125 | 82.8996 | 51.5078 | 49.6273 | 56.5465 | 63.9766 | 64.4033 | 73.72 | 74.2815 | 75.831 | 76.4087 | 80.4135 | 80.8814 | 89.1442 | 88.362 | 51.5456 | 55.003 | 54.5526 | 58.1811 | 69.4583 | 71.8095 | 76.7533 | 85.3614 | 59.0922 | 59.2209 | 51.8504 | 53.8773 | 66.0833 | 68.58 | 73.8086 | 82.8522 | 52.217 | 52.9219 | 55.5383 | 51.3292 | 64.4322 | 67.167 | 72.5794 | 82.1076 | 59.3338 | 57.3663 | 52.5557 | 50.9816 | 51.1948 | 62.5681 | 62.8061 | 65.2384 | 65.4782 | 70.7398 | 70.9764 | 80.4049 | 80.0297 | 65.558 | 59.4639 | 58.0739 | 51.6361 | 60.4504 | 63.2405 | 68.9537 | 78.6346 | 55.9192 | 52.1271 | 60.2598 | 53.5497 | 58.7894 | 61.6727 | 67.5911 | 77.5513 | 73.7404 | 59.3172 | 56.0894 | 54.663 | 58.0278 | 61.0357 | 67.0512 | 77.2511 | 63.7914 | 70.8541 | 75.85 | 81.5833 | 82.2129 | 89.1859 | 90.0412 | 90.8749 | 91.7535 | 94.4735 | 95.3769 | 102.0409 | 100.4355 | 52.1327 | 60.6396 | 66.5251 | 73.036 | 81.4495 | 83.2806 | 87.2343 | 94.2492 | 53.0612 | 54.0406 | 57.9415 | 65.3016 | 74.8048 | 76.8147 | 81.1574 | 89.0485 | 50.3488 | 49.8311 | 52.0056 | 60.432 | 71.5262 | 74.0418 | 78.8074 | 87.6406 | 50.8935 | 49.8486 | 50.9409 | 57.3404 | 57.672 | 68.5912 | 69.0086 | 70.9313 | 71.3548 | 75.8086 | 76.2322 | 84.7765 | 84.0642 | 57.549 | 51.4091 | 50.7354 | 52.8036 | 64.8598 | 67.3299 | 72.4865 | 81.3613 | 58.9949 | 49.6764 | 52.3701 | 52.4332 | 61.7573 | 64.3591 | 69.7789 | 79.0652 | 51.709 | 50.5459 | 52.4605 | 51.715 | 60.1477 | 62.9926 | 68.5722 | 78.3325 | 61.1067 | 60.6696
392 | Condenser Exit | Flow, lb/h | 2235221.1679 | 1682989.2062 | 2279363.2163 | 2278736.2211 | 2267989.2062 | 2261215.2772 | 2241847.4753 | 2240207.7638 | 2076810.4376 | 2119511.9843 | 2178528.1046 | 2205513.5011 | 2241935.5721 | 2240230.7801 | 2229226.6178 | 2130276.4599 | 1117783.2061 | 1113606.1483 | 1102617.8592 | 1107172.7015 | 1112741.0536 | 1113212.4905 | 1112310.8873 | 1064545.7592 | 1728736.0447 | 1743001.3757 | 1720569.234 | 1697723.593 | 1721722.429 | 1658134.0059 | 1694178.2924 | 1649875.9237 | 1688124.2174 | 1633118.4853 | 1673313.6387 | 1646480.6258 | 1573399.9718 | 1368680.4882 | 1392840.4381 | 1381143.4064 | 1369026.526 | 1341850.6499 | 1335537.0465 | 1323474.1353 | 1293206.9349 | 1113060.1069 | 1130871.5321 | 1117090.3367 | 1107196.5114 | 1090088.2732 | 1084974.6909 | 1077015.8204 | 1058598.0352 | 959505.8114 | 954516.8345 | 957377.2024 | 959201.0441 | 969029.7889 | 976810.0848 | 975519.5859 | 989793.6472 | 865054.9392 | 872622.533 | 859388.1726 | 846766.5215 | 858062.7524 | 831417.0444 | 849023.7041 | 828150.3201 | 846726.0446 | 820417.6441 | 840567.2058 | 827428.0852 | 791145.9373 | 694454.0733 | 703975.0348 | 697639.685 | 688656.2726 | 674902.0618 | 672102.806 | 666351.5935 | 651680.303 | 561793.9558 | 569711.2383 | 566851.3466 | 559747.4911 | 549554.9304 | 547185.2855 | 543687.0492 | 534825.2262 | 489840.8614 | 484335.7643 | 484523.1486 | 485922.697 | 489354.8211 | 493845.2971 | 493044.8068 | 501013.8362 | 2540823.3831 | 2572482.6717 | 2550819.5912 | 2531517.6635 | 2564371.4175 | 2488391.506 | 2537528.0869 | 2479677.8603 | 2531082.7351 | 2459267.1828 | 2514089.5783 | 2479630.2404 | 2377149.8615 | 2095594.1022 | 2129674.0683 | 2116030.9706 | 2099494.171 | 2057912.4852 | 2048517.0814 | 2031657.2603 | 1989069.2076 | 1735198.8571 | 1759601.6685 | 1746559.3749 | 1733638.5121 | 1705209.4393 | 1697357.7135 | 1686012.2753 | 1660172.1371 | 1516268.8054 | 1506555.9357 | 1509663.1334 | 1516206.1059 | 1526692.0052 | 1539295.402 | 1534406.4269 | 1555747.2795 | 1381389.4425 | 1395246.8298 | 1382321.9986 | 1371678.9538 | 1388173.6891 | 1350069.0488 | 1374875.8356 | 1345628.4943 | 1371667.0488 | 1335252.9145 | 1363092.2944 | 1345572.1441 | 1293875.9943 | 1156400.5538 | 1170325.4026 | 1162281.6099 | 1152933.826 | 1133100.1429 | 1128612.7621 | 1120489.603 | 1099774.1583 | 977098.9788 | 987552.3378 | 981295.0846 | 973576.6945 | 959395.492 | 955643.0449 | 950213.584 | 937619.7111 | 868531.9847 | 863431.8947 | 864866.047 | 866970.846 | 871759.8194 | 878021.0409 | 875803.5415 | 886524.3655 | 1544949.47 | 1525869.7684
393 |  | Pressure, psia | 1.4602 | 1.1442 | 0.7146 | 0.71415 | 0.86072 | 1.0566 | 1.3755 | 1.4565 | 0.61273 | 0.64511 | 0.81857 | 1.0277 | 1.3756 | 1.4565 | 1.6374 | 1.9612 | 0.66847 | 0.53166 | 0.52003 | 0.56221 | 0.83556 | 0.90377 | 1.0601 | 1.3659 | 0.5269 | 0.49538 | 0.62026 | 0.78404 | 0.79473 | 1.0546 | 1.0729 | 1.1229 | 1.1427 | 1.2842 | 1.3024 | 1.6482 | 1.611 | 0.52465 | 0.58735 | 0.57873 | 0.65009 | 0.92307 | 0.99105 | 1.1482 | 1.4732 | 0.6653 | 0.66835 | 0.52678 | 0.56261 | 0.82758 | 0.8934 | 1.0461 | 1.3635 | 0.5307 | 0.54291 | 0.59082 | 0.51555 | 0.78345 | 0.8528 | 1.0054 | 1.3322 | 0.66462 | 0.62437 | 0.5344 | 0.50736 | 0.51117 | 0.73482 | 0.74095 | 0.79851 | 0.8052 | 0.94493 | 0.95267 | 1.26 | 1.2441 | 0.80024 | 0.66163 | 0.63283 | 0.51389 | 0.68128 | 0.74338 | 0.88664 | 1.1841 | 0.58435 | 0.51719 | 0.67135 | 0.54118 | 0.6397 | 0.70053 | 0.84141 | 1.1348 | 1.0076 | 0.64565 | 0.5824 | 0.55631 | 0.6201 | 0.68253 | 0.82298 | 1.1206 | 0.79059 | 0.98036 | 1.1373 | 1.3437 | 1.3682 | 1.6671 | 1.7076 | 1.7474 | 1.7908 | 1.9296 | 1.9782 | 2.3669 | 2.2671 | 0.54659 | 0.71676 | 0.85988 | 1.0464 | 1.3385 | 1.4107 | 1.5779 | 1.9166 | 0.56326 | 0.58133 | 0.6584 | 0.82824 | 1.1028 | 1.17 | 1.3273 | 1.6601 | 0.51576 | 0.5071 | 0.54434 | 0.71212 | 1.0003 | 1.0782 | 1.2401 | 1.596 | 0.52501 | 0.50739 | 0.52582 | 0.64597 | 0.65279 | 0.91568 | 0.92732 | 0.98263 | 0.99519 | 1.1359 | 1.1502 | 1.472 | 1.4425 | 0.65026 | 0.5339 | 0.52231 | 0.55859 | 0.81707 | 0.88125 | 1.0294 | 1.3351 | 0.68067 | 0.50454 | 0.55081 | 0.55194 | 0.74223 | 0.80457 | 0.94915 | 1.2494 | 0.53913 | 0.51909 | 0.55243 | 0.53923 | 0.7058 | 0.77128 | 0.91515 | 1.223 | 0.72731 | 0.71744
394 |  | Pressure, in HgA | 2.9731 | 2.3296 | 1.4549 | 1.454 | 1.7525 | 2.1513 | 2.8006 | 2.9654 | 1.2475 | 1.3135 | 1.6666 | 2.0925 | 2.8007 | 2.9654 | 3.3338 | 3.9932 | 1.361 | 1.0825 | 1.0588 | 1.1447 | 1.7012 | 1.8401 | 2.1584 | 2.7811 | 1.0728 | 1.0086 | 1.2629 | 1.5963 | 1.6181 | 2.1473 | 2.1845 | 2.2862 | 2.3267 | 2.6146 | 2.6518 | 3.3557 | 3.28 | 1.0682 | 1.1959 | 1.1783 | 1.3236 | 1.8794 | 2.0178 | 2.3378 | 2.9994 | 1.3546 | 1.3608 | 1.0725 | 1.1455 | 1.685 | 1.819 | 2.1299 | 2.7762 | 1.0805 | 1.1054 | 1.2029 | 1.0497 | 1.5951 | 1.7363 | 2.0469 | 2.7125 | 1.3532 | 1.2712 | 1.0881 | 1.033 | 1.0408 | 1.4961 | 1.5086 | 1.6258 | 1.6394 | 1.9239 | 1.9397 | 2.5654 | 2.5331 | 1.6293 | 1.3471 | 1.2885 | 1.0463 | 1.3871 | 1.5135 | 1.8052 | 2.4109 | 1.1898 | 1.053 | 1.3669 | 1.1019 | 1.3025 | 1.4263 | 1.7131 | 2.3105 | 2.0515 | 1.3146 | 1.1858 | 1.1327 | 1.2626 | 1.3897 | 1.6756 | 2.2817 | 1.6097 | 1.9961 | 2.3156 | 2.7358 | 2.7856 | 3.3942 | 3.4767 | 3.5578 | 3.6461 | 3.9288 | 4.0278 | 4.8191 | 4.6159 | 1.1129 | 1.4594 | 1.7507 | 2.1306 | 2.7253 | 2.8721 | 3.2126 | 3.9022 | 1.1468 | 1.1836 | 1.3405 | 1.6863 | 2.2453 | 2.3821 | 2.7025 | 3.38 | 1.0501 | 1.0325 | 1.1083 | 1.4499 | 2.0367 | 2.1952 | 2.5248 | 3.2494 | 1.0689 | 1.0331 | 1.0706 | 1.3152 | 1.3291 | 1.8644 | 1.8881 | 2.0007 | 2.0262 | 2.3128 | 2.3418 | 2.9971 | 2.937 | 1.324 | 1.087 | 1.0634 | 1.1373 | 1.6636 | 1.7943 | 2.096 | 2.7184 | 1.3859 | 1.0273 | 1.1215 | 1.1238 | 1.5112 | 1.6381 | 1.9325 | 2.5438 | 1.0977 | 1.0569 | 1.1248 | 1.0979 | 1.437 | 1.5704 | 1.8633 | 2.4901 | 1.4808 | 1.4607
395 |  | Temperature, F | 114.692 | 106.2406 | 90.5956 | 90.5758 | 96.5876 | 103.368 | 112.3718 | 114.3675 | 85.7601 | 87.3693 | 94.9593 | 102.4416 | 112.3734 | 114.3678 | 118.5071 | 125.0292 | 88.5346 | 81.4233 | 80.7492 | 83.142 | 95.6802 | 98.2432 | 103.5387 | 112.1997 | 81.1164 | 79.2372 | 86.157 | 93.5884 | 94.024 | 103.3326 | 103.9073 | 105.444 | 106.036 | 110.0277 | 110.5104 | 118.7758 | 117.9653 | 81.0043 | 84.4777 | 84.0209 | 87.6479 | 98.9272 | 101.2788 | 106.2235 | 114.8275 | 88.3972 | 88.5396 | 81.1497 | 83.1709 | 95.38 | 97.8762 | 103.1063 | 112.1481 | 81.3747 | 82.0753 | 84.6977 | 80.4857 | 93.616 | 96.3626 | 101.7822 | 111.3395 | 88.3828 | 86.4223 | 81.5886 | 79.9956 | 80.2242 | 91.5751 | 91.8379 | 94.2447 | 94.5108 | 99.7434 | 100.0089 | 109.4335 | 109.0038 | 94.3387 | 88.2547 | 86.8503 | 80.3867 | 89.1829 | 91.971 | 97.68 | 107.343 | 84.3553 | 80.5829 | 88.7169 | 81.9766 | 87.1905 | 90.07 | 95.9855 | 105.9312 | 101.9496 | 87.4823 | 84.2509 | 82.8288 | 86.2117 | 89.2414 | 95.2628 | 105.5097 | 93.9582 | 101.0318 | 106.0356 | 111.7778 | 112.4083 | 119.3914 | 120.2479 | 121.0829 | 121.9626 | 124.686 | 125.5905 | 132.2616 | 130.6546 | 82.2837 | 90.8017 | 96.696 | 103.2172 | 111.6437 | 113.4777 | 117.4372 | 124.4613 | 83.2134 | 84.1939 | 88.0999 | 95.4707 | 104.9887 | 107.0019 | 111.3512 | 119.2539 | 80.4979 | 79.9797 | 82.1566 | 90.5938 | 101.705 | 104.2245 | 108.9977 | 117.844 | 81.0432 | 79.9972 | 81.0907 | 87.498 | 87.8297 | 98.7654 | 99.1834 | 101.109 | 101.5331 | 105.994 | 106.4183 | 114.976 | 114.2623 | 87.7068 | 81.5594 | 80.8849 | 82.9555 | 95.0281 | 97.502 | 102.6667 | 111.5555 | 89.1547 | 79.8247 | 82.5215 | 82.5847 | 91.9211 | 94.5268 | 99.9549 | 109.2558 | 81.8596 | 80.6952 | 82.612 | 81.8656 | 90.309 | 93.1581 | 98.7463 | 108.522 | 91.2695 | 90.8319
396 |  | Enthalpy, Btu/lb | 82.702 | 74.2659 | 58.6488 | 58.6289 | 64.6305 | 71.3986 | 80.3859 | 82.3781 | 53.8208 | 55.4276 | 63.0051 | 70.4738 | 80.3876 | 82.3785 | 86.5108 | 93.0225 | 56.5911 | 49.4903 | 48.817 | 51.2066 | 63.7247 | 66.2831 | 71.5689 | 80.2142 | 49.1838 | 47.3069 | 54.2171 | 61.6365 | 62.0713 | 71.3632 | 71.9369 | 73.4707 | 74.0615 | 78.046 | 78.5279 | 86.779 | 85.9699 | 49.0717 | 52.5405 | 52.0843 | 55.7058 | 66.9659 | 69.313 | 74.2489 | 82.8374 | 56.4539 | 56.5962 | 49.217 | 51.2355 | 63.4248 | 65.9167 | 71.1372 | 80.1626 | 49.4416 | 50.1413 | 52.7601 | 48.5539 | 61.664 | 64.4059 | 69.8157 | 79.3554 | 56.4395 | 54.482 | 49.6553 | 48.0643 | 48.2926 | 59.6267 | 59.889 | 62.2917 | 62.5572 | 67.7805 | 68.0455 | 77.453 | 77.024 | 62.3853 | 56.3116 | 54.9095 | 48.4549 | 57.2383 | 60.0217 | 65.7208 | 75.3663 | 52.4182 | 48.6509 | 56.7732 | 50.0428 | 55.2491 | 58.1241 | 64.0294 | 73.9571 | 69.9827 | 55.5404 | 52.314 | 50.8937 | 54.2719 | 57.2968 | 63.308 | 73.5363 | 62.0056 | 69.0666 | 74.0611 | 79.793 | 80.4224 | 87.3936 | 88.2487 | 89.0822 | 89.9605 | 92.6798 | 93.583 | 100.2454 | 98.6403 | 50.3495 | 58.8545 | 64.7386 | 71.2479 | 79.6592 | 81.4899 | 85.4425 | 92.4556 | 51.2779 | 52.257 | 56.1571 | 63.5155 | 73.0162 | 75.0256 | 79.3672 | 87.2562 | 48.566 | 48.0485 | 50.2225 | 58.647 | 69.7385 | 72.2535 | 77.0178 | 85.8487 | 49.1106 | 48.0659 | 49.158 | 55.5561 | 55.8873 | 66.8042 | 67.2215 | 69.1437 | 69.567 | 74.0198 | 74.4432 | 82.9855 | 82.2732 | 55.7647 | 49.6261 | 48.9525 | 51.0203 | 63.0737 | 65.5432 | 70.6986 | 79.571 | 57.2103 | 47.8937 | 50.5869 | 50.65 | 59.972 | 62.5732 | 67.9916 | 77.2755 | 49.926 | 48.7631 | 50.6773 | 49.9319 | 58.3627 | 61.2069 | 66.7852 | 76.543 | 59.3216 | 58.8846
397
398 | Condensate Pump Discharge | Flow, lb/h | 2235226.7236 | 1682989.2062 | 2279361.629 | 2278740.1894 | 2267982.0632 | 2261202.5785 | 2241858.5866 | 2240216.4941 | 2076803.2946 | 2119509.6033 | 2178527.3109 | 2205510.3265 | 2241936.3657 | 2240253.0027 | 2229232.9671 | 2130271.6979 | 1117783.2061 | 1113601.3863 | 1102617.8592 | 1107172.7015 | 1112741.0536 | 1113215.6652 | 1112310.8873 | 1064546.5528 | 1728736.8384 | 1743000.582 | 1720570.8214 | 1697722.7993 | 1721723.2226 | 1658134.0059 | 1694187.8164 | 1649876.7174 | 1688125.011 | 1633114.517 | 1673311.2577 | 1646483.0068 | 1573412.6704 | 1368681.2819 | 1392840.4381 | 1381143.4064 | 1369026.526 | 1341851.4436 | 1335537.0465 | 1323474.1353 | 1293206.9349 | 1113060.1069 | 1130871.5321 | 1117090.3367 | 1107196.5114 | 1090088.2732 | 1084976.2782 | 1077015.8204 | 1058598.0352 | 959506.6051 | 954516.8345 | 957377.2024 | 959201.0441 | 969029.7889 | 976810.0848 | 975519.5859 | 989793.6472 | 865054.9392 | 872623.3267 | 859388.1726 | 846766.5215 | 858062.7524 | 831417.8381 | 849023.7041 | 828150.3201 | 846726.0446 | 820417.6441 | 840567.2058 | 827428.0852 | 791146.0167 | 694453.9939 | 703974.9555 | 697639.685 | 688656.5901 | 674902.1411 | 672102.806 | 666351.8316 | 651669.906 | 561794.1145 | 569711.397 | 566851.426 | 559747.5705 | 549555.0892 | 547185.5236 | 543687.2873 | 534825.5437 | 489835.5438 | 484335.5262 | 484522.9105 | 485922.6177 | 489354.6623 | 493845.2177 | 493044.8068 | 501013.9156 | 2540823.3831 | 2572482.6717 | 2550821.1785 | 2531517.6635 | 2564374.5921 | 2488391.506 | 2537528.0869 | 2479677.8603 | 2531082.7351 | 2459267.1828 | 2514089.5783 | 2479627.8594 | 2377152.2425 | 2095594.1022 | 2129674.0683 | 2116030.9706 | 2099494.171 | 2057912.4852 | 2048517.0814 | 2031657.2603 | 1989069.2076 | 1735198.8571 | 1759601.6685 | 1746559.3749 | 1733638.5121 | 1705209.4393 | 1697357.7135 | 1686012.2753 | 1660172.1371 | 1516268.8054 | 1506555.9357 | 1509663.1334 | 1516206.1059 | 1526692.0052 | 1539295.402 | 1534406.4269 | 1555747.2795 | 1381389.4425 | 1395246.8298 | 1382321.9986 | 1371678.9538 | 1388172.8955 | 1350069.0488 | 1374876.6292 | 1345627.7007 | 1371667.0488 | 1335252.9145 | 1363092.2944 | 1345572.1441 | 1293875.9943 | 1156400.5538 | 1170325.4026 | 1162281.6099 | 1152933.826 | 1133100.1429 | 1128612.7621 | 1120489.603 | 1099774.1583 | 977098.9788 | 987552.3378 | 981295.0846 | 973576.6945 | 959395.492 | 955643.0449 | 950213.584 | 937619.7111 | 868531.9847 | 863431.8947 | 864866.047 | 866970.846 | 871759.8194 | 878021.0409 | 875803.5415 | 886524.3655 | 1544949.47 | 1525869.7684
399 |  | Pressure, psia | 450.0001 | 450.0001 | 450.0001 | 450.0001 | 450.0001 | 450.0001 | 450.0001 | 450.0001 | 450.0001 | 450.0001 | 450.0001 | 450.0001 | 450.0001 | 450.0001 | 450.0001 | 450.0001 | 450.0001 | 450.0001 | 450.0001 | 450.0001 | 450.0001 | 450.0001 | 450.0001 | 450.0001 | 450.0001 | 450.0001 | 450.0001 | 450.0001 | 450.0001 | 450.0001 | 450.0001 | 450.0001 | 450.0001 | 450.0001 | 450.0001 | 450.0001 | 450.0001 | 450.0001 | 450.0001 | 450.0001 | 450.0001 | 450.0001 | 450.0001 | 450.0001 | 450.0001 | 450.0001 | 450.0001 | 450.0001 | 450.0001 | 450.0001 | 450.0001 | 450.0001 | 450.0001 | 450.0001 | 450.0001 | 450.0001 | 450.0001 | 450.0001 | 450.0001 | 450.0001 | 450.0001 | 450.0001 | 450.0001 | 450.0001 | 450.0001 | 450.0001 | 450.0001 | 450.0001 | 450.0001 | 450.0001 | 450.0001 | 450.0001 | 450.0001 | 450.0001 | 450.0001 | 450.0001 | 450.0001 | 450.0001 | 450.0001 | 450.0001 | 450.0001 | 450.0001 | 450.0001 | 450.0001 | 450.0001 | 450.0001 | 450.0001 | 450.0001 | 450.0001 | 450.0001 | 450.0001 | 450.0001 | 450.0001 | 450.0001 | 450.0001 | 450.0001 | 450.0001 | 450.0001 | 450.0001 | 450.0001 | 450.0001 | 450.0001 | 450.0001 | 450.0001 | 450.0001 | 450.0001 | 450.0001 | 450.0001 | 450.0001 | 450.0001 | 450.0001 | 450.0001 | 450.0001 | 450.0001 | 450.0001 | 450.0001 | 450.0001 | 450.0001 | 450.0001 | 450.0001 | 450.0001 | 450.0001 | 450.0001 | 450.0001 | 450.0001 | 450.0001 | 450.0001 | 450.0001 | 450.0001 | 450.0001 | 450.0001 | 450.0001 | 450.0001 | 450.0001 | 450.0001 | 450.0001 | 450.0001 | 450.0001 | 450.0001 | 450.0001 | 450.0001 | 450.0001 | 450.0001 | 450.0001 | 450.0001 | 450.0001 | 450.0001 | 450.0001 | 450.0001 | 450.0001 | 450.0001 | 450.0001 | 450.0001 | 450.0001 | 450.0001 | 450.0001 | 450.0001 | 450.0001 | 450.0001 | 450.0001 | 450.0001 | 450.0001 | 450.0001 | 450.0001 | 450.0001 | 450.0001 | 450.0001 | 450.0001 | 450.0001 | 450.0001 | 450.0001 | 450.0001 | 450.0001 | 450.0001
400 |  | Temperature, F | 115.3267 | 106.8575 | 91.1782 | 91.1583 | 97.1836 | 103.9788 | 113.0018 | 115.0012 | 86.3316 | 87.9445 | 95.5517 | 103.0501 | 113.0034 | 115.0018 | 119.1499 | 125.6853 | 89.1126 | 81.9849 | 81.3094 | 83.7077 | 96.2742 | 98.8428 | 104.1498 | 112.8292 | 81.6775 | 79.7947 | 86.7295 | 94.1778 | 94.6143 | 103.9433 | 104.5193 | 106.0592 | 106.6523 | 110.6524 | 111.1363 | 119.4192 | 118.607 | 81.565 | 85.0465 | 84.5886 | 88.2239 | 99.5283 | 101.8848 | 106.8404 | 115.4626 | 88.9749 | 89.1176 | 81.7106 | 83.7367 | 95.9731 | 98.4749 | 103.7163 | 112.7775 | 81.9363 | 82.6383 | 85.2669 | 81.0453 | 94.2053 | 96.958 | 102.3895 | 111.9672 | 88.9603 | 86.9954 | 82.1505 | 80.5539 | 80.7831 | 92.16 | 92.4233 | 94.8355 | 95.1021 | 100.3462 | 100.6122 | 110.0572 | 109.6264 | 94.9296 | 88.8321 | 87.4245 | 80.946 | 89.7624 | 92.5565 | 98.2783 | 107.9622 | 84.9238 | 81.1427 | 89.2953 | 82.5395 | 87.7654 | 90.6516 | 96.58 | 106.5475 | 102.5566 | 88.0578 | 84.8192 | 83.3936 | 86.7844 | 89.821 | 95.8557 | 106.1251 | 94.5482 | 101.6375 | 106.6519 | 112.4064 | 113.0383 | 120.036 | 120.8943 | 121.7309 | 122.6124 | 125.3413 | 126.2478 | 132.9323 | 131.3222 | 82.8475 | 91.3849 | 97.2921 | 103.8274 | 112.2721 | 114.1099 | 118.0776 | 125.1163 | 83.7792 | 84.762 | 88.677 | 96.0642 | 105.6029 | 107.6203 | 111.979 | 119.8981 | 81.0574 | 80.5379 | 82.72 | 91.1764 | 102.312 | 104.8372 | 109.6203 | 118.4853 | 81.604 | 80.5555 | 81.6516 | 88.0736 | 88.4064 | 99.3661 | 99.7849 | 101.7149 | 102.1399 | 106.6105 | 107.0355 | 115.6111 | 114.8963 | 88.2829 | 82.1214 | 81.4453 | 83.5207 | 95.6206 | 98.1 | 103.2759 | 112.1835 | 89.7341 | 80.3827 | 83.0856 | 83.149 | 92.5066 | 95.1181 | 100.5582 | 109.879 | 82.4223 | 81.2552 | 83.1763 | 82.4283 | 90.8911 | 93.7465 | 99.347 | 109.1437 | 91.8536 | 91.4149
401 |  | Enthalpy, Btu/lb | 84.4931 | 76.0548 | 60.4337 | 60.4139 | 66.4169 | 73.1866 | 82.1765 | 84.1688 | 55.6046 | 57.2118 | 64.7911 | 72.2616 | 82.1781 | 84.1695 | 88.3027 | 94.8163 | 58.3756 | 51.2731 | 50.5998 | 52.9899 | 65.5109 | 68.0699 | 73.357 | 82.0046 | 50.9667 | 49.0902 | 56.0011 | 63.4222 | 63.8571 | 73.1513 | 73.7252 | 75.2594 | 75.8503 | 79.8358 | 80.3178 | 88.5711 | 87.7618 | 50.8546 | 54.3241 | 53.8678 | 57.4901 | 68.7529 | 71.1006 | 76.0377 | 84.6285 | 58.2384 | 58.3807 | 50.9998 | 53.0189 | 65.211 | 67.7034 | 72.9253 | 81.9531 | 51.2246 | 51.9243 | 54.5437 | 50.3366 | 63.4497 | 66.1922 | 71.6034 | 81.1456 | 58.224 | 56.2661 | 51.4382 | 49.847 | 50.0753 | 61.4119 | 61.6743 | 64.0775 | 64.3431 | 69.5677 | 69.8329 | 79.2427 | 78.8136 | 64.1713 | 58.0961 | 56.6936 | 50.2376 | 59.023 | 61.8071 | 67.5075 | 77.1553 | 54.2017 | 50.4337 | 58.5577 | 51.8259 | 57.0333 | 59.9089 | 65.8156 | 75.7459 | 71.7699 | 57.3247 | 54.0976 | 52.677 | 56.0559 | 59.0814 | 65.0941 | 75.325 | 63.7914 | 70.8541 | 75.85 | 81.5833 | 82.2129 | 89.1859 | 90.0412 | 90.8749 | 91.7535 | 94.4735 | 95.3769 | 102.0409 | 100.4355 | 52.1327 | 60.6396 | 66.5251 | 73.036 | 81.4495 | 83.2806 | 87.2343 | 94.2492 | 53.0612 | 54.0406 | 57.9415 | 65.3016 | 74.8048 | 76.8147 | 81.1574 | 89.0485 | 50.3488 | 49.8311 | 52.0056 | 60.432 | 71.5262 | 74.0418 | 78.8074 | 87.6406 | 50.8935 | 49.8486 | 50.9409 | 57.3404 | 57.672 | 68.5912 | 69.0086 | 70.9313 | 71.3548 | 75.8086 | 76.2322 | 84.7765 | 84.0642 | 57.549 | 51.4091 | 50.7354 | 52.8036 | 64.8598 | 67.3299 | 72.4865 | 81.3613 | 58.9949 | 49.6764 | 52.3701 | 52.4332 | 61.7573 | 64.3591 | 69.7789 | 79.0652 | 51.709 | 50.5459 | 52.4605 | 51.715 | 60.1477 | 62.9926 | 68.5722 | 78.3325 | 61.1067 | 60.6696
402 | Condensate after GSC | Flow, lb/h | 2235226.7236 | 1682989.2062 | 2279361.629 | 2278740.1894 | 2267982.0632 | 2261202.5785 | 2241858.5866 | 2240216.4941 | 2076803.2946 | 2119509.6033 | 2178527.3109 | 2205510.3265 | 2241936.3657 | 2240253.0027 | 2229232.9671 | 2130271.6979 | 1117783.2061 | 1113601.3863 | 1102617.8592 | 1107172.7015 | 1112741.0536 | 1113215.6652 | 1112310.8873 | 1064546.5528 | 1728736.8384 | 1743000.582 | 1720570.8214 | 1697722.7993 | 1721723.2226 | 1658134.0059 | 1694187.8164 | 1649876.7174 | 1688125.011 | 1633114.517 | 1673311.2577 | 1646483.0068 | 1573412.6704 | 1368681.2819 | 1392840.4381 | 1381143.4064 | 1369026.526 | 1341851.4436 | 1335537.0465 | 1323474.1353 | 1293206.9349 | 1113060.1069 | 1130871.5321 | 1117090.3367 | 1107196.5114 | 1090088.2732 | 1084976.2782 | 1077015.8204 | 1058598.0352 | 959506.6051 | 954516.8345 | 957377.2024 | 959201.0441 | 969029.7889 | 976810.0848 | 975519.5859 | 989793.6472 | 865054.9392 | 872623.3267 | 859388.1726 | 846766.5215 | 858062.7524 | 831417.8381 | 849023.7041 | 828150.3201 | 846726.0446 | 820417.6441 | 840567.2058 | 827428.0852 | 791146.0167 | 694453.9939 | 703974.9555 | 697639.685 | 688656.5901 | 674902.1411 | 672102.806 | 666351.8316 | 651669.906 | 561794.1145 | 569711.397 | 566851.426 | 559747.5705 | 549555.0892 | 547185.5236 | 543687.2873 | 534825.5437 | 489835.5438 | 484335.5262 | 484522.9105 | 485922.6177 | 489354.6623 | 493845.2177 | 493044.8068 | 501013.9156 | 2540823.3831 | 2572482.6717 | 2550821.1785 | 2531517.6635 | 2564374.5921 | 2488391.506 | 2537528.0869 | 2479677.8603 | 2531082.7351 | 2459267.1828 | 2514089.5783 | 2479627.8594 | 2377152.2425 | 2095594.1022 | 2129674.0683 | 2116030.9706 | 2099494.171 | 2057912.4852 | 2048517.0814 | 2031657.2603 | 1989069.2076 | 1735198.8571 | 1759601.6685 | 1746559.3749 | 1733638.5121 | 1705209.4393 | 1697357.7135 | 1686012.2753 | 1660172.1371 | 1516268.8054 | 1506555.9357 | 1509663.1334 | 1516206.1059 | 1526692.0052 | 1539295.402 | 1534406.4269 | 1555747.2795 | 1381389.4425 | 1395246.8298 | 1382321.9986 | 1371678.9538 | 1388172.8955 | 1350069.0488 | 1374876.6292 | 1345627.7007 | 1371667.0488 | 1335252.9145 | 1363092.2944 | 1345572.1441 | 1293875.9943 | 1156400.5538 | 1170325.4026 | 1162281.6099 | 1152933.826 | 1133100.1429 | 1128612.7621 | 1120489.603 | 1099774.1583 | 977098.9788 | 987552.3378 | 981295.0846 | 973576.6945 | 959395.492 | 955643.0449 | 950213.584 | 937619.7111 | 868531.9847 | 863431.8947 | 864866.047 | 866970.846 | 871759.8194 | 878021.0409 | 875803.5415 | 886524.3655 | 1544949.47 | 1525869.7684
403 |  | Temperature, F | 115.7432 | 107.4198 | 91.5816 | 91.5624 | 97.5909 | 104.3884 | 113.4169 | 115.417 | 86.7763 | 88.3807 | 95.9767 | 103.4708 | 113.4185 | 115.4176 | 119.5682 | 126.1236 | 89.9658 | 82.8408 | 82.1739 | 84.569 | 97.1319 | 99.7005 | 105.0084 | 113.7276 | 82.2204 | 80.3334 | 87.2769 | 94.7341 | 95.1624 | 104.5141 | 105.0777 | 106.6329 | 107.2128 | 111.2324 | 111.702 | 119.9941 | 119.2093 | 82.2583 | 85.7278 | 85.2759 | 88.9173 | 100.2364 | 102.5964 | 107.5586 | 116.1981 | 89.8318 | 89.9609 | 82.5642 | 84.5982 | 96.8488 | 99.3547 | 104.603 | 113.6799 | 82.9321 | 83.6395 | 86.265 | 82.0413 | 95.1915 | 97.9365 | 103.3691 | 112.9325 | 90.0743 | 88.0995 | 83.2719 | 81.6924 | 81.9063 | 93.3204 | 93.5593 | 96.0006 | 96.2413 | 101.5227 | 101.7603 | 111.2238 | 110.847 | 96.3216 | 90.2048 | 88.8098 | 82.3492 | 91.195 | 93.9954 | 99.7299 | 109.447 | 86.6473 | 82.8419 | 91.0036 | 84.2693 | 89.5278 | 92.4217 | 98.3622 | 108.3596 | 104.5344 | 90.0576 | 86.8181 | 85.3866 | 88.7635 | 91.7823 | 97.8202 | 108.0583 | 94.5482 | 101.6375 | 106.6519 | 112.4064 | 113.0383 | 120.036 | 120.8943 | 121.7309 | 122.6124 | 125.3413 | 126.2478 | 132.9323 | 131.3222 | 82.8475 | 91.3849 | 97.2921 | 103.8274 | 112.2721 | 114.1099 | 118.0776 | 125.1163 | 83.7792 | 84.762 | 88.677 | 96.0642 | 105.6029 | 107.6203 | 111.979 | 119.8981 | 81.0574 | 80.5379 | 82.72 | 91.1764 | 102.312 | 104.8372 | 109.6203 | 118.4853 | 81.604 | 80.5555 | 81.6516 | 88.0736 | 88.4064 | 99.3661 | 99.7849 | 101.7149 | 102.1399 | 106.6105 | 107.0355 | 115.6111 | 114.8963 | 88.2829 | 82.1214 | 81.4453 | 83.5207 | 95.6206 | 98.1 | 103.2759 | 112.1835 | 89.7341 | 80.3827 | 83.0856 | 83.149 | 92.5066 | 95.1181 | 100.5582 | 109.879 | 82.4223 | 81.2552 | 83.1763 | 82.4283 | 90.8911 | 93.7465 | 99.347 | 109.1437 | 91.8536 | 91.4149
404
405 | Circulating Water from Cooling Tower | Flow, lb/h | 101664570.8037 | 101691237.9407 | 102011402.3175 | 102011719.7834 | 101940210.5857 | 101846796.2398 | 101699968.2534 | 101664808.9032 | 102032037.6021 | 102022672.3575 | 101946321.8046 | 101850208.9984 | 101699968.2534 | 101664808.9032 | 101586712.2877 | 101434646.1137 | 101867352.1579 | 101952115.5576 | 101958226.7765 | 101932353.3043 | 101765207.4993 | 101725286.1602 | 101636871.9025 | 101467583.2025 | 102031561.4032 | 102048942.6621 | 101980131.9247 | 101884495.3174 | 101882749.2548 | 101730365.6149 | 101728302.0865 | 101693380.8356 | 101691396.6737 | 101610919.0638 | 101609173.0013 | 101448138.4151 | 101450360.6766 | 101985290.7459 | 101949734.5632 | 101953226.6883 | 101909892.5907 | 101749651.6693 | 101711317.6599 | 101625760.5954 | 101459408.4552 | 101868860.121 | 101869256.9534 | 101955687.0492 | 101932273.9378 | 101766794.8288 | 101727111.5893 | 101638776.698 | 101467741.9355 | 101935924.7959 | 101927353.2161 | 101896479.6557 | 101945686.8728 | 101775604.508 | 101734413.3053 | 101644491.0845 | 101470361.0293 | 101836161.1316 | 101863701.2998 | 101921876.929 | 101938623.2561 | 101937353.3925 | 101786001.5168 | 101784652.2866 | 101744969.0471 | 101743619.8169 | 101653697.5961 | 101652507.0989 | 101476710.3476 | 101478218.3107 | 101722984.5324 | 101816081.4124 | 101834732.535 | 101916083.1761 | 101798620.787 | 101756715.286 | 101663380.3065 | 101484091.4302 | 101850208.9984 | 101899416.2155 | 101789652.3748 | 101880923.8258 | 101809255.8952 | 101766556.7294 | 101671634.4204 | 101489329.6178 | 101556711.7586 | 101795604.8608 | 101841081.8533 | 101860288.5412 | 101814573.4493 | 101771001.2522 | 101675126.5454 | 101490916.9474 | 102045450.537 | 101976084.2343 | 101906717.9315 | 101818303.6738 | 101816160.7788 | 101679888.5342 | 101677507.5398 | 101646633.9794 | 101644252.9851 | 101572029.4891 | 101569886.5941 | 101422026.8435 | 101424804.6703 | 102075927.265 | 102011322.951 | 101940289.9522 | 101847986.737 | 101702904.8131 | 101668142.2953 | 101590125.0463 | 101436312.8097 | 102021958.0592 | 102016561.1386 | 101972909.5751 | 101877431.7007 | 101725048.0608 | 101688698.2134 | 101607188.8393 | 101447424.1168 | 102013227.7465 | 102016561.1386 | 101995608.3882 | 101896955.8546 | 101737508.598 | 101698936.4892 | 101615442.9531 | 101451233.7078 | 101985132.0129 | 101998386.2149 | 101984814.547 | 101910844.9884 | 101909257.6589 | 101750921.533 | 101748937.371 | 101712587.5236 | 101710682.7281 | 101627189.192 | 101625522.496 | 101459487.8217 | 101461630.7166 | 101876082.4706 | 101951163.1598 | 101957353.7452 | 101933385.0685 | 101768778.9908 | 101729254.4842 | 101641078.3259 | 101470122.9299 | 101827589.5518 | 101946083.7052 | 101914416.48 | 101912511.6845 | 101784414.1872 | 101743699.1834 | 101652983.2978 | 101477662.7454 | 101906003.6332 | 101919178.4688 | 101896241.5563 | 101905686.1673 | 101792747.6675 | 101750604.0671 | 101658538.9513 | 101480202.4727 | 101690761.7418 | 101690761.7418
406 |  | Flow, gpm | 203905.9449 | 203906.0055 | 203907.5585 | 203907.4769 | 203906.984 | 203906.4544 | 203906.0856 | 203905.8831 | 203907.6324 | 203907.6662 | 203906.9865 | 203906.4745 | 203906.0915 | 203905.8831 | 203905.8029 | 203905.3877 | 203906.6245 | 203906.9889 | 203907.0966 | 203906.9024 | 203906.1588 | 203906.0142 | 203905.8873 | 203905.5582 | 203907.6949 | 203907.8942 | 203907.2593 | 203906.7423 | 203906.7343 | 203906.1766 | 203906.1651 | 203905.9551 | 203906.0313 | 203905.7481 | 203905.857 | 203905.5076 | 203905.4996 | 203907.3547 | 203907.0826 | 203907.0091 | 203906.8077 | 203906.1201 | 203906.0711 | 203905.8855 | 203905.4529 | 203906.598 | 203906.56 | 203907.0609 | 203906.955 | 203906.2865 | 203906.0859 | 203905.9187 | 203905.4908 | 203907.0061 | 203906.9035 | 203906.7625 | 203907.0079 | 203906.3248 | 203906.1093 | 203905.8702 | 203905.5565 | 203906.476 | 203906.6836 | 203906.8281 | 203906.9342 | 203906.9554 | 203906.2049 | 203906.2376 | 203906.1871 | 203906.1796 | 203905.9129 | 203905.9792 | 203905.4983 | 203905.5564 | 203906.0678 | 203906.4351 | 203906.4375 | 203906.9344 | 203906.3104 | 203906.2741 | 203905.845 | 203905.4772 | 203906.5906 | 203906.719 | 203906.2343 | 203906.7396 | 203906.348 | 203906.1544 | 203905.9501 | 203905.4589 | 203905.5918 | 203906.3408 | 203906.4413 | 203906.5229 | 203906.3942 | 203906.2671 | 203905.885 | 203905.4755 | 203907.8756 | 203907.2729 | 203906.8397 | 203906.4753 | 203906.3231 | 203906.0039 | 203906.0297 | 203905.8814 | 203905.7924 | 203905.6857 | 203905.6321 | 203905.4253 | 203905.397 | 203908.2803 | 203907.4792 | 203906.9041 | 203906.4606 | 203906.0075 | 203905.8684 | 203905.7029 | 203905.452 | 203907.5741 | 203907.611 | 203907.1818 | 203906.6891 | 203906.1758 | 203906.0238 | 203905.8356 | 203905.4706 | 203907.5096 | 203907.4775 | 203907.3291 | 203906.7424 | 203906.0996 | 203905.9525 | 203905.7638 | 203905.3954 | 203907.3152 | 203907.4046 | 203907.3467 | 203906.7527 | 203906.8138 | 203906.1891 | 203906.0931 | 203906.0646 | 203906.0435 | 203905.7995 | 203905.8652 | 203905.4469 | 203905.462 | 203906.5919 | 203907.0199 | 203907.0576 | 203906.974 | 203906.1773 | 203906.1079 | 203905.9064 | 203905.5638 | 203906.4675 | 203907.0148 | 203906.9125 | 203906.8156 | 203906.3276 | 203906.0908 | 203905.8247 | 203905.428 | 203906.8307 | 203906.9191 | 203906.7818 | 203906.8023 | 203906.3711 | 203906.1729 | 203905.8968 | 203905.474 | 203499.0537 | 203495.5166
407 |  | Temperature, F | 85.5459 | 83.9566 | 58.8097 | 58.7674 | 66.0574 | 73.6345 | 83.4289 | 85.53 | 56.2332 | 57.4459 | 65.4996 | 73.3818 | 83.4291 | 85.53 | 89.9704 | 97.8823 | 72.091 | 64.9616 | 64.3888 | 66.7575 | 79.3036 | 81.8611 | 87.1545 | 96.2388 | 56.3007 | 53.8511 | 62.2281 | 70.7572 | 70.8953 | 81.5468 | 81.6764 | 83.8254 | 83.9478 | 88.6237 | 88.7247 | 97.2144 | 97.1031 | 61.6971 | 65.1882 | 64.8583 | 68.6887 | 80.3152 | 82.7319 | 87.7892 | 96.6483 | 71.974 | 71.942 | 64.6286 | 66.7668 | 79.2034 | 81.7488 | 87.046 | 96.229 | 66.4441 | 67.1977 | 69.7948 | 65.559 | 78.6211 | 81.2889 | 86.7151 | 96.0982 | 74.4159 | 72.3727 | 67.6702 | 66.1986 | 66.3138 | 77.9196 | 78.0118 | 80.6185 | 80.7048 | 86.182 | 86.2533 | 95.7745 | 95.6993 | 82.0069 | 75.8523 | 74.5183 | 68.1712 | 77.0634 | 79.8627 | 85.613 | 95.3978 | 73.3861 | 69.5532 | 77.6734 | 71.0397 | 76.3281 | 79.2147 | 85.1286 | 95.1292 | 91.5964 | 77.2713 | 74.0552 | 72.6262 | 75.9571 | 78.9249 | 84.9193 | 95.0482 | 54.3727 | 62.6421 | 68.9553 | 75.6968 | 75.8428 | 84.6388 | 84.7818 | 86.5915 | 86.7267 | 90.7705 | 90.8856 | 98.5059 | 98.3685 | 49.066 | 58.8144 | 66.0466 | 73.5465 | 83.2471 | 85.3329 | 89.7796 | 97.8013 | 57.5296 | 58.1961 | 62.9575 | 71.312 | 81.8811 | 84.1105 | 88.8352 | 97.2491 | 58.5905 | 58.188 | 60.5901 | 69.7552 | 81.0921 | 83.4877 | 88.3697 | 97.0569 | 61.7117 | 60.2883 | 61.7466 | 68.6064 | 68.7421 | 80.2355 | 80.3604 | 82.6533 | 82.7703 | 87.7055 | 87.8022 | 96.6441 | 96.5367 | 71.4137 | 65.0521 | 64.4702 | 66.6691 | 79.0689 | 81.6147 | 86.9131 | 96.1104 | 75.0349 | 65.5228 | 68.3118 | 68.4687 | 78.0309 | 80.6968 | 86.221 | 95.7243 | 69.0143 | 67.9062 | 69.8149 | 69.0395 | 77.4675 | 80.2555 | 85.8987 | 95.5962 | 69.9557 | 69.8119
408 | Circulating Water to Condenser | Flow, lb/h | 95461524.8946 | 95486525.3355 | 95787086.192 | 95787483.0244 | 95720338.9831 | 95632639.0236 | 95494700.0829 | 95461762.9941 | 95806610.3459 | 95797721.3002 | 95726053.3695 | 95635813.6828 | 95494700.0829 | 95461762.9941 | 95388349.0009 | 95245648.0714 | 95651925.078 | 95731529.6566 | 95737244.0431 | 95712957.9005 | 95556050.3713 | 95518510.0266 | 95435492.6895 | 95276521.6318 | 95806054.7805 | 95822404.2752 | 95757799.9612 | 95667957.1068 | 95666369.7772 | 95523272.0154 | 95521287.8534 | 95488588.864 | 95486684.0685 | 95411127.1804 | 95409460.4843 | 95258267.3416 | 95260330.87 | 95762641.3164 | 95729228.0287 | 95732561.4208 | 95691846.417 | 95541446.9391 | 95505414.5576 | 95425016.3142 | 95268902.4498 | 95653353.6747 | 95653750.5071 | 95734863.0487 | 95712878.534 | 95557478.9679 | 95520256.0892 | 95437238.752 | 95276680.3647 | 95716291.2926 | 95708275.2782 | 95679227.1469 | 95725497.8042 | 95565733.0817 | 95527081.6064 | 95442635.6726 | 95279140.7256 | 95622638.8472 | 95648432.953 | 95703116.4571 | 95718831.0199 | 95717640.5228 | 95575574.5251 | 95574304.6615 | 95537002.4163 | 95535732.5526 | 95451286.6188 | 95450096.1216 | 95285093.2115 | 95286521.8081 | 95516367.1317 | 95603749.6252 | 95621289.6171 | 95697640.17 | 95587400.1305 | 95547954.9904 | 95460413.7639 | 95292077.4617 | 95635813.6828 | 95682004.9736 | 95578987.2837 | 95664623.7147 | 95597400.3069 | 95557320.2349 | 95468112.3124 | 95296998.1834 | 95360253.2673 | 95584542.9373 | 95627242.103 | 95645258.2938 | 95602321.0286 | 95561447.2918 | 95471445.7045 | 95298426.78 | 95819150.2496 | 95753990.3702 | 95688830.4908 | 95605813.1537 | 95603908.3582 | 95475890.2273 | 95473588.5994 | 95444699.201 | 95442476.9396 | 95374618.6 | 95372634.438 | 95233743.0995 | 95236362.1933 | 95847722.182 | 95787086.192 | 95720418.3495 | 95633750.1543 | 95497477.9097 | 95464858.2867 | 95391603.0265 | 95247156.0345 | 95797086.3684 | 95792006.9137 | 95751053.8105 | 95661369.6891 | 95518271.9272 | 95484144.3412 | 95407555.6888 | 95257632.4097 | 95788911.621 | 95792006.9137 | 95772324.0269 | 95679703.3457 | 95530018.1661 | 95493827.0516 | 95415412.9702 | 95261203.9013 | 95762482.5835 | 95774943.1207 | 95762165.1176 | 95692798.8148 | 95691211.4852 | 95542558.0698 | 95540732.6408 | 95506605.0548 | 95504779.6257 | 95426444.9108 | 95424778.2148 | 95268902.4498 | 95270965.9782 | 95660099.8254 | 95730577.2589 | 95736450.3783 | 95713910.2982 | 95559383.7634 | 95522240.2512 | 95439381.6469 | 95278902.6261 | 95614543.4664 | 95725815.2701 | 95696052.8404 | 95694306.7779 | 95573987.1955 | 95535811.9191 | 95450651.687 | 95286045.6093 | 95688195.559 | 95700576.7297 | 95678989.0474 | 95687878.0931 | 95581844.477 | 95542319.9704 | 95455810.5081 | 95288426.6036 | 95486128.5031 | 95486128.5031
409 |  | Flow, gpm | 191444.0161 | 191443.9239 | 191443.8497 | 191443.9676 | 191443.9834 | 191443.9489 | 191443.9278 | 191443.9866 | 191444.0283 | 191443.9561 | 191443.9024 | 191443.8913 | 191443.9389 | 191443.9866 | 191443.9207 | 191443.9922 | 191443.9931 | 191443.9457 | 191443.9618 | 191443.9436 | 191443.9993 | 191443.8684 | 191443.9836 | 191443.9871 | 191443.875 | 191443.9367 | 191443.9489 | 191443.9017 | 191444.0057 | 191443.9934 | 191443.8944 | 191443.9747 | 191443.9728 | 191443.9163 | 191443.9674 | 191443.9737 | 191443.9168 | 191444.0001 | 191443.9149 | 191443.9355 | 191443.9257 | 191444.0115 | 191444.0029 | 191443.9174 | 191444.0201 | 191443.9877 | 191443.9944 | 191443.9499 | 191443.9838 | 191443.9859 | 191443.9955 | 191443.9181 | 191443.9363 | 191443.9792 | 191443.9938 | 191443.8964 | 191444.0071 | 191443.961 | 191443.9323 | 191443.9237 | 191444.0033 | 191443.983 | 191443.9343 | 191443.9196 | 191443.9135 | 191443.9399 | 191443.9712 | 191444.005 | 191444.0019 | 191443.9872 | 191443.9575 | 191443.8765 | 191443.921 | 191443.9922 | 191443.9612 | 191443.9465 | 191443.9314 | 191443.9746 | 191443.9852 | 191443.8879 | 191443.944 | 191443.9916 | 191444.0006 | 191443.8838 | 191443.9573 | 191443.954 | 191444.0058 | 191443.9974 | 191443.9152 | 191443.9647 | 191443.9352 | 191443.9673 | 191443.8942 | 191443.8557 | 191443.8875 | 191443.9931 | 191443.9554 | 191443.8604 | 191444.0097 | 191443.9726 | 191443.9041 | 191443.9308 | 191444.0095 | 191443.9971 | 191443.8945 | 191444.033 | 191443.9811 | 191443.9558 | 191443.9652 | 191443.9315 | 191443.923 | 191443.877 | 191443.9216 | 191443.9175 | 191443.9371 | 191443.8941 | 191443.8962 | 191443.9201 | 191443.9289 | 191443.9495 | 191444.0084 | 191443.995 | 191443.9704 | 191443.9972 | 191443.9544 | 191443.8735 | 191444.0186 | 191444.0089 | 191443.8825 | 191443.8892 | 191443.9335 | 191443.981 | 191444.0026 | 191443.9987 | 191443.9316 | 191443.9446 | 191443.9623 | 191443.9376 | 191443.986 | 191443.8568 | 191443.9102 | 191443.9059 | 191443.99 | 191443.9008 | 191444.0087 | 191443.8696 | 191443.8646 | 191443.9724 | 191443.8828 | 191443.8637 | 191443.9822 | 191443.9731 | 191443.9664 | 191443.9548 | 191443.8653 | 191443.9813 | 191443.915 | 191443.9049 | 191443.917 | 191443.9235 | 191443.9022 | 191443.9132 | 191443.9477 | 191443.9637 | 191443.9704 | 191444.0101 | 191443.8865 | 191443.9023 | 191443.9781 | 191444.0213 | 191443.8822 | 191443.9957 | 191061.2541 | 191057.9216
410 |  | Temperature, F | 85.5712 | 83.9817 | 58.8299 | 58.7876 | 66.079 | 73.6578 | 83.4537 | 85.5554 | 56.2527 | 57.4655 | 65.521 | 73.4049 | 83.4541 | 85.5554 | 89.9965 | 97.9101 | 72.1139 | 64.983 | 64.4101 | 66.7792 | 79.3279 | 81.8857 | 87.1803 | 96.2661 | 56.3202 | 53.87 | 62.2488 | 70.7799 | 70.918 | 81.5715 | 81.7011 | 83.8504 | 83.973 | 88.6496 | 88.7506 | 97.2417 | 97.1305 | 61.7178 | 65.2096 | 64.8797 | 68.7108 | 80.3395 | 82.7568 | 87.8149 | 96.6758 | 71.9969 | 71.9647 | 64.6498 | 66.7886 | 79.2275 | 81.7734 | 87.0715 | 96.2562 | 66.4657 | 67.2195 | 69.8171 | 65.5804 | 78.6452 | 81.3133 | 86.7407 | 96.1255 | 74.4393 | 72.3956 | 67.6922 | 66.2203 | 66.3354 | 77.9436 | 78.0359 | 80.6432 | 80.7292 | 86.2075 | 86.2788 | 95.8019 | 95.7265 | 82.0315 | 75.8759 | 74.5416 | 68.1931 | 77.0873 | 79.887 | 85.6386 | 95.425 | 73.4092 | 69.5755 | 77.6973 | 71.0623 | 76.3516 | 79.239 | 85.154 | 95.1562 | 91.6228 | 77.295 | 74.0784 | 72.649 | 75.9807 | 78.949 | 84.9447 | 95.0754 | 54.3918 | 62.663 | 68.9776 | 75.7204 | 75.8664 | 84.664 | 84.807 | 86.617 | 86.7522 | 90.7968 | 90.9118 | 98.5336 | 98.3962 | 49.0838 | 58.8344 | 66.0682 | 73.5697 | 83.2721 | 85.3583 | 89.8057 | 97.8289 | 57.5494 | 58.2161 | 62.9784 | 71.3347 | 81.9059 | 84.1356 | 88.8613 | 97.2766 | 58.6105 | 58.208 | 60.6105 | 69.7775 | 81.1168 | 83.5128 | 88.3956 | 97.0844 | 61.7324 | 60.3086 | 61.7673 | 68.6286 | 68.7643 | 80.2598 | 80.3849 | 82.6781 | 82.7951 | 87.7312 | 87.8279 | 96.6717 | 96.564 | 71.4366 | 65.0736 | 64.4914 | 66.6909 | 79.0932 | 81.6393 | 86.9387 | 96.1378 | 75.0585 | 65.5444 | 68.3337 | 68.4909 | 78.055 | 80.7213 | 86.2466 | 95.7515 | 69.0366 | 67.9284 | 69.8373 | 69.0616 | 77.4914 | 80.28 | 85.924 | 95.6233 | 69.9782 | 69.8342
411 | Circulating Water Return to Cooling Tower | Flow, lb/h | 101664570.8037 | 101691237.9407 | 102011402.3175 | 102011719.7834 | 101940210.5857 | 101846796.2398 | 101699968.2534 | 101664808.9032 | 102032037.6021 | 102022672.3575 | 101946321.8046 | 101850208.9984 | 101699968.2534 | 101664808.9032 | 101586712.2877 | 101434646.1137 | 101867352.1579 | 101952115.5576 | 101958226.7765 | 101932353.3043 | 101765207.4993 | 101725286.1602 | 101636871.9025 | 101467583.2025 | 102031561.4032 | 102048942.6621 | 101980131.9247 | 101884495.3174 | 101882749.2548 | 101730365.6149 | 101728302.0865 | 101693380.8356 | 101691396.6737 | 101610919.0638 | 101609173.0013 | 101448138.4151 | 101450360.6766 | 101985290.7459 | 101949734.5632 | 101953226.6883 | 101909892.5907 | 101749651.6693 | 101711317.6599 | 101625760.5954 | 101459408.4552 | 101868860.121 | 101869256.9534 | 101955687.0492 | 101932273.9378 | 101766794.8288 | 101727111.5893 | 101638776.698 | 101467741.9355 | 101935924.7959 | 101927353.2161 | 101896479.6557 | 101945686.8728 | 101775604.508 | 101734413.3053 | 101644491.0845 | 101470361.0293 | 101836161.1316 | 101863701.2998 | 101921876.929 | 101938623.2561 | 101937353.3925 | 101786001.5168 | 101784652.2866 | 101744969.0471 | 101743619.8169 | 101653697.5961 | 101652507.0989 | 101476710.3476 | 101478218.3107 | 101722984.5324 | 101816081.4124 | 101834732.535 | 101916083.1761 | 101798620.787 | 101756715.286 | 101663380.3065 | 101484091.4302 | 101850208.9984 | 101899416.2155 | 101789652.3748 | 101880923.8258 | 101809255.8952 | 101766556.7294 | 101671634.4204 | 101489329.6178 | 101556711.7586 | 101795604.8608 | 101841081.8533 | 101860288.5412 | 101814573.4493 | 101771001.2522 | 101675126.5454 | 101490916.9474 | 102045450.537 | 101976084.2343 | 101906717.9315 | 101818303.6738 | 101816160.7788 | 101679888.5342 | 101677507.5398 | 101646633.9794 | 101644252.9851 | 101572029.4891 | 101569886.5941 | 101422026.8435 | 101424804.6703 | 102075927.265 | 102011322.951 | 101940289.9522 | 101847986.737 | 101702904.8131 | 101668142.2953 | 101590125.0463 | 101436312.8097 | 102021958.0592 | 102016561.1386 | 101972909.5751 | 101877431.7007 | 101725048.0608 | 101688698.2134 | 101607188.8393 | 101447424.1168 | 102013227.7465 | 102016561.1386 | 101995608.3882 | 101896955.8546 | 101737508.598 | 101698936.4892 | 101615442.9531 | 101451233.7078 | 101985132.0129 | 101998386.2149 | 101984814.547 | 101910844.9884 | 101909257.6589 | 101750921.533 | 101748937.371 | 101712587.5236 | 101710682.7281 | 101627189.192 | 101625522.496 | 101459487.8217 | 101461630.7166 | 101876082.4706 | 101951163.1598 | 101957353.7452 | 101933385.0685 | 101768778.9908 | 101729254.4842 | 101641078.3259 | 101470122.9299 | 101827589.5518 | 101946083.7052 | 101914416.48 | 101912511.6845 | 101784414.1872 | 101743699.1834 | 101652983.2978 | 101477662.7454 | 101906003.6332 | 101919178.4688 | 101896241.5563 | 101905686.1673 | 101792747.6675 | 101750604.0671 | 101658538.9513 | 101480202.4727 | 101690761.7418 | 101690761.7418
412 |  | Temperature, F | 107.4304 | 100.8514 | 81.1216 | 81.09 | 88.2129 | 95.6714 | 105.2728 | 107.3601 | 76.7577 | 78.357 | 86.8624 | 94.9249 | 105.2739 | 107.3602 | 111.7139 | 118.7982 | 83.7 | 76.5495 | 75.8764 | 78.2794 | 90.8803 | 93.4551 | 98.775 | 107.497 | 73.668 | 71.3876 | 79.4788 | 87.739 | 88.0943 | 98.1405 | 98.5966 | 100.351 | 100.8183 | 105.0161 | 105.4816 | 113.7958 | 113.0218 | 75.7191 | 79.4115 | 78.9746 | 82.6633 | 94.0163 | 96.3822 | 101.356 | 110.0129 | 83.5513 | 83.6852 | 76.2631 | 78.3003 | 90.5801 | 93.0909 | 98.3487 | 107.4389 | 76.588 | 77.292 | 79.9142 | 75.6993 | 88.8728 | 91.6286 | 97.0759 | 106.6707 | 83.6704 | 81.6949 | 76.8639 | 75.2783 | 75.4999 | 86.8905 | 87.1468 | 89.5748 | 89.834 | 95.1031 | 95.3618 | 104.8363 | 104.4219 | 89.7256 | 83.6238 | 82.2236 | 75.7659 | 84.5695 | 87.3586 | 93.0925 | 102.8093 | 79.8114 | 76.0348 | 84.1694 | 77.4345 | 82.6538 | 85.5342 | 91.4504 | 101.4292 | 97.4442 | 82.9854 | 79.7545 | 78.3316 | 81.7119 | 84.7384 | 90.7592 | 101.0232 | 81.3022 | 89.8047 | 95.7906 | 102.2189 | 102.7168 | 110.5551 | 111.223 | 112.3835 | 113.0675 | 116.2785 | 116.9775 | 124.1091 | 122.8809 | 71.1711 | 81.1888 | 88.1865 | 95.4104 | 104.5319 | 106.4887 | 110.6956 | 118.1556 | 75.551 | 76.4829 | 81.0538 | 89.1811 | 99.3267 | 101.4463 | 105.998 | 114.0409 | 74.1564 | 73.648 | 76.0654 | 85.226 | 96.5741 | 99.0865 | 103.8672 | 112.7053 | 75.7389 | 74.4818 | 75.7846 | 82.4702 | 82.7902 | 93.7614 | 94.1616 | 96.1102 | 96.5156 | 101.0062 | 101.4105 | 109.9868 | 109.3104 | 82.8379 | 76.6764 | 76.0075 | 78.0863 | 90.1809 | 92.6596 | 97.8334 | 106.7425 | 84.4191 | 75.0763 | 77.7792 | 77.8482 | 87.1999 | 89.8097 | 95.2446 | 104.5594 | 77.2009 | 76.0397 | 77.956 | 77.2079 | 85.6519 | 88.4977 | 94.0899 | 103.8627 | 85.7768 | 85.4209
413 | Circulating Water Temperature Rise | dT, F | 21.8846 | 16.8948 | 22.3119 | 22.3225 | 22.1555 | 22.0369 | 21.8439 | 21.83 | 20.5245 | 20.9111 | 21.3628 | 21.5431 | 21.8448 | 21.8302 | 21.7435 | 20.9158 | 11.6089 | 11.5879 | 11.4876 | 11.522 | 11.5767 | 11.594 | 11.6204 | 11.2583 | 17.3673 | 17.5365 | 17.2507 | 16.9817 | 17.199 | 16.5937 | 16.9202 | 16.5256 | 16.8705 | 16.3924 | 16.7569 | 16.5814 | 15.9187 | 14.022 | 14.2232 | 14.1163 | 13.9747 | 13.7011 | 13.6503 | 13.5668 | 13.3646 | 11.5772 | 11.7432 | 11.6345 | 11.5335 | 11.3767 | 11.3422 | 11.3027 | 11.2099 | 10.1439 | 10.0942 | 10.1194 | 10.1403 | 10.2517 | 10.3397 | 10.3608 | 10.5725 | 9.2545 | 9.3222 | 9.1937 | 9.0797 | 9.1861 | 8.9708 | 9.135 | 8.9563 | 9.1292 | 8.9212 | 9.1085 | 9.0617 | 8.7226 | 7.7188 | 7.7715 | 7.7053 | 7.5947 | 7.5062 | 7.4959 | 7.4795 | 7.4115 | 6.4253 | 6.4816 | 6.496 | 6.3949 | 6.3257 | 6.3194 | 6.3218 | 6.3 | 5.8478 | 5.7141 | 5.6993 | 5.7055 | 5.7548 | 5.8135 | 5.8399 | 5.9749 | 26.9294 | 27.1625 | 26.8353 | 26.5221 | 26.874 | 25.9162 | 26.4413 | 25.792 | 26.3408 | 25.508 | 26.0919 | 25.6032 | 24.5124 | 22.1051 | 22.3744 | 22.1398 | 21.8639 | 21.2848 | 21.1558 | 20.916 | 20.3542 | 18.0214 | 18.2867 | 18.0963 | 17.8691 | 17.4456 | 17.3358 | 17.1628 | 16.7918 | 15.5659 | 15.46 | 15.4753 | 15.4708 | 15.482 | 15.5988 | 15.4975 | 15.6485 | 14.0272 | 14.1935 | 14.038 | 13.8638 | 14.0481 | 13.5259 | 13.8011 | 13.457 | 13.7453 | 13.3007 | 13.6084 | 13.3427 | 12.7737 | 11.4242 | 11.6242 | 11.5373 | 11.4172 | 11.1119 | 11.045 | 10.9202 | 10.6321 | 9.3841 | 9.5535 | 9.4675 | 9.3794 | 9.169 | 9.1129 | 9.0236 | 8.8351 | 8.1866 | 8.1335 | 8.141 | 8.1684 | 8.1844 | 8.2422 | 8.1913 | 8.2665 | 15.8211 | 15.6091
414 | Tower Inlet Wet Bulb | Temperature, F | 75.0096 | 75.0096 | -5.4974 | 18.6175 | 36.8204 | 53.3516 | 71.533 | 75.0096 | -5.4974 | 18.6175 | 36.8204 | 53.3516 | 71.533 | 75.0096 | 81.9851 | 93.3942 | -5.4974 | 18.6175 | 36.8204 | 53.3516 | 71.533 | 75.0096 | 81.9851 | 93.3942 | -5.4974 | 18.6175 | 36.8204 | 53.3516 | 53.3516 | 71.533 | 71.533 | 75.0096 | 75.0096 | 81.9851 | 81.9851 | 93.3942 | 93.3942 | -5.4974 | 18.6175 | 36.8204 | 53.3516 | 71.533 | 75.0096 | 81.9851 | 93.3942 | -5.4974 | 18.6175 | 36.8204 | 53.3516 | 71.533 | 75.0096 | 81.9851 | 93.3942 | -5.4974 | 18.6175 | 36.8204 | 53.3516 | 71.533 | 75.0096 | 81.9851 | 93.3942 | -5.4974 | 18.6175 | 36.8204 | 53.3516 | 53.3516 | 71.533 | 71.533 | 75.0096 | 75.0096 | 81.9851 | 81.9851 | 93.3942 | 93.3942 | -5.4974 | 18.6175 | 36.8204 | 53.3516 | 71.533 | 75.0096 | 81.9851 | 93.3942 | -5.4974 | 18.6175 | 36.8204 | 53.3516 | 71.533 | 75.0096 | 81.9851 | 93.3942 | -5.4974 | 18.6175 | 36.8204 | 53.3516 | 71.533 | 75.0096 | 81.9851 | 93.3942 | -5.4974 | 18.6175 | 36.8204 | 53.3516 | 53.3516 | 71.533 | 71.533 | 75.0096 | 75.0096 | 81.9851 | 81.9851 | 93.3942 | 93.3942 | -5.4974 | 18.6175 | 36.8204 | 53.3516 | 71.533 | 75.0096 | 81.9851 | 93.3942 | -5.4974 | 18.6175 | 36.8204 | 53.3516 | 71.533 | 75.0096 | 81.9851 | 93.3942 | -5.4974 | 18.6175 | 36.8204 | 53.3516 | 71.533 | 75.0096 | 81.9851 | 93.3942 | -5.4974 | 18.6175 | 36.8204 | 53.3516 | 53.3516 | 71.533 | 71.533 | 75.0096 | 75.0096 | 81.9851 | 81.9851 | 93.3942 | 93.3942 | -5.4974 | 18.6175 | 36.8204 | 53.3516 | 71.533 | 75.0096 | 81.9851 | 93.3942 | -5.4974 | 18.6175 | 36.8204 | 53.3516 | 71.533 | 75.0096 | 81.9851 | 93.3942 | -5.4974 | 18.6175 | 36.8204 | 53.3516 | 71.533 | 75.0096 | 81.9851 | 93.3942 | 53.3516 | 53.3516
415 | Ambient Wet Bulb | Temperature, F | 73.0095 | 73.0095 | -5.9947 | 17.2351 | 34.8205 | 51.3516 | 69.5331 | 73.0095 | -5.9947 | 17.2351 | 34.8205 | 51.3516 | 69.5331 | 73.0095 | 79.9851 | 91.3941 | -5.9947 | 17.2351 | 34.8205 | 51.3516 | 69.5331 | 73.0095 | 79.9851 | 91.3941 | -5.9947 | 17.2351 | 34.8205 | 51.3516 | 51.3516 | 69.5331 | 69.5331 | 73.0095 | 73.0095 | 79.9851 | 79.9851 | 91.3941 | 91.3941 | -5.9947 | 17.2351 | 34.8205 | 51.3516 | 69.5331 | 73.0095 | 79.9851 | 91.3941 | -5.9947 | 17.2351 | 34.8205 | 51.3516 | 69.5331 | 73.0095 | 79.9851 | 91.3941 | -5.9947 | 17.2351 | 34.8205 | 51.3516 | 69.5331 | 73.0095 | 79.9851 | 91.3941 | -5.9947 | 17.2351 | 34.8205 | 51.3516 | 51.3516 | 69.5331 | 69.5331 | 73.0095 | 73.0095 | 79.9851 | 79.9851 | 91.3941 | 91.3941 | -5.9947 | 17.2351 | 34.8205 | 51.3516 | 69.5331 | 73.0095 | 79.9851 | 91.3941 | -5.9947 | 17.2351 | 34.8205 | 51.3516 | 69.5331 | 73.0095 | 79.9851 | 91.3941 | -5.9947 | 17.2351 | 34.8205 | 51.3516 | 69.5331 | 73.0095 | 79.9851 | 91.3941 | -5.9947 | 17.2351 | 34.8205 | 51.3516 | 51.3516 | 69.5331 | 69.5331 | 73.0095 | 73.0095 | 79.9851 | 79.9851 | 91.3941 | 91.3941 | -5.9947 | 17.2351 | 34.8205 | 51.3516 | 69.5331 | 73.0095 | 79.9851 | 91.3941 | -5.9947 | 17.2351 | 34.8205 | 51.3516 | 69.5331 | 73.0095 | 79.9851 | 91.3941 | -5.9947 | 17.2351 | 34.8205 | 51.3516 | 69.5331 | 73.0095 | 79.9851 | 91.3941 | -5.9947 | 17.2351 | 34.8205 | 51.3516 | 51.3516 | 69.5331 | 69.5331 | 73.0095 | 73.0095 | 79.9851 | 79.9851 | 91.3941 | 91.3941 | -5.9947 | 17.2351 | 34.8205 | 51.3516 | 69.5331 | 73.0095 | 79.9851 | 91.3941 | -5.9947 | 17.2351 | 34.8205 | 51.3516 | 69.5331 | 73.0095 | 79.9851 | 91.3941 | -5.9947 | 17.2351 | 34.8205 | 51.3516 | 69.5331 | 73.0095 | 79.9851 | 91.3941 | 51.3516 | 51.3516
416 | Cooling Tower Approach (Incl. recirc) (calc) | Temperature, F | 10.5363 | 8.9471 | 64.3072 | 40.1499 | 29.237 | 20.2829 | 11.8958 | 10.5205 | 61.7306 | 38.8283 | 28.6792 | 20.0302 | 11.896 | 10.5205 | 7.9853 | 4.4881 | 77.5885 | 46.3441 | 27.5684 | 13.4059 | 7.7706 | 6.8515 | 5.1694 | 2.8445 | 61.7981 | 35.2336 | 25.4077 | 17.4056 | 17.5437 | 10.0138 | 10.1434 | 8.8159 | 8.9383 | 6.6386 | 6.7396 | 3.8201 | 3.7089 | 67.1945 | 46.5707 | 28.0379 | 15.3371 | 8.7822 | 7.7224 | 5.8041 | 3.254 | 77.4715 | 53.3245 | 27.8082 | 13.4152 | 7.6703 | 6.7392 | 5.0609 | 2.8348 | 71.9415 | 48.5802 | 32.9744 | 12.2074 | 7.088 | 6.2793 | 4.73 | 2.704 | 79.9133 | 53.7552 | 30.8498 | 12.847 | 12.9622 | 6.3866 | 6.4787 | 5.609 | 5.6952 | 4.1969 | 4.2682 | 2.3803 | 2.3051 | 87.5043 | 57.2348 | 37.6979 | 14.8196 | 5.5303 | 4.8532 | 3.6279 | 2.0036 | 78.8836 | 50.9357 | 40.853 | 17.6881 | 4.795 | 4.2052 | 3.1435 | 1.735 | 97.0938 | 58.6537 | 37.2348 | 19.2746 | 4.424 | 3.9154 | 2.9342 | 1.654 | 59.8702 | 44.0246 | 32.1349 | 22.3452 | 22.4912 | 13.1058 | 13.2487 | 11.5819 | 11.7171 | 8.7854 | 8.9005 | 5.1116 | 4.9743 | 54.5634 | 40.1969 | 29.2262 | 20.1949 | 11.714 | 10.3234 | 7.7945 | 4.4071 | 63.027 | 39.5786 | 26.1371 | 17.9604 | 10.348 | 9.101 | 6.8501 | 3.8549 | 64.0879 | 39.5705 | 23.7697 | 16.4036 | 9.5591 | 8.4782 | 6.3846 | 3.6626 | 67.2091 | 41.6707 | 24.9262 | 15.2548 | 15.3905 | 8.7025 | 8.8274 | 7.6437 | 7.7607 | 5.7204 | 5.8171 | 3.2499 | 3.1424 | 76.9111 | 46.4346 | 27.6498 | 13.3175 | 7.5359 | 6.6051 | 4.928 | 2.7162 | 80.5324 | 46.9053 | 31.4914 | 15.1171 | 6.4978 | 5.6873 | 4.2359 | 2.3301 | 74.5117 | 49.2887 | 32.9945 | 15.6879 | 5.9344 | 5.2459 | 3.9136 | 2.2019 | 16.6041 | 16.4603
417 | Tower Evaporation Flow | Flow, lb/h | 1854351.7522 | 1445576.2888 | 1077319.794 | 1248719.6423 | 1453679.6063 | 1639240.0219 | 1817175.6997 | 1849823.8946 | 947384.169 | 1146679.7474 | 1393576.1654 | 1600320.2878 | 1817247.9232 | 1849831.8312 | 1907096.3333 | 1931976.1371 | 579592.0475 | 631192.0052 | 717728.0552 | 844640.2935 | 995592.1621 | 1022319.6176 | 1072480.0261 | 1112823.5948 | 776192.0228 | 911663.6978 | 1090016.0497 | 1247520.4148 | 1264008.0072 | 1391191.9963 | 1417359.9182 | 1415696.3968 | 1443592.1268 | 1461751.9709 | 1491800.1199 | 1561679.9238 | 1505447.9797 | 642632.0482 | 790104.0142 | 892280.0226 | 1022648.1949 | 1161568.1053 | 1185016.1379 | 1230247.888 | 1289624.332 | 577183.9891 | 675191.9875 | 728071.9678 | 845448.2442 | 980103.7937 | 1002527.9987 | 1046880.3683 | 1108783.841 | 471144.0237 | 554048.0255 | 645447.9709 | 746759.9958 | 893327.6601 | 924112.33 | 971224.272 | 1055536.0765 | 463248.0114 | 529792.0422 | 578879.9714 | 670311.9808 | 677767.9853 | 795464.0293 | 807952.3448 | 816727.8964 | 830079.7192 | 856231.7678 | 871143.9355 | 929767.9853 | 901615.9015 | 410335.9671 | 449231.9706 | 498936.0218 | 561888.0051 | 684831.9988 | 704567.9818 | 742024.0392 | 793128.0358 | 310936.0394 | 354656.0169 | 425767.9853 | 473608.0354 | 596712.032 | 615143.9443 | 651056.0063 | 701584.0403 | 333760.0134 | 330504.0036 | 366720.0392 | 423256.0363 | 554455.9692 | 576952.0009 | 613352.008 | 674871.9819 | 1299711.8115 | 1612615.7428 | 1817343.9567 | 1998488.4213 | 2027080.1954 | 2154519.7446 | 2198391.9469 | 2180199.5626 | 2226336.0906 | 2225128.1328 | 2274783.7704 | 2336544.3835 | 2242072.0824 | 957671.6521 | 1252511.7727 | 1452488.3155 | 1625584.2255 | 1771296.3192 | 1794087.991 | 1837687.9663 | 1883784.0174 | 822143.865 | 989896.0299 | 1151208.3987 | 1315112.0831 | 1459543.9955 | 1481368.1899 | 1525311.8221 | 1579551.6676 | 700327.9864 | 819888.2696 | 963800.3316 | 1133663.6449 | 1302472.1776 | 1340968.0947 | 1388127.6566 | 1482535.6708 | 643023.9599 | 758584.0138 | 874320.182 | 1014487.7335 | 1028040.3534 | 1147800.4021 | 1169439.6727 | 1169623.8029 | 1192575.795 | 1208591.9505 | 1233647.9479 | 1287760.0134 | 1239887.7405 | 565607.9913 | 633776.019 | 721232.0059 | 837128.2562 | 959600.2575 | 979240.2864 | 1016111.5716 | 1060479.8145 | 473128.0269 | 515655.9992 | 598408.0143 | 689895.977 | 810535.7237 | 828847.9515 | 864392.2291 | 910951.7805 | 383863.9923 | 443415.995 | 516192.0404 | 602464.0382 | 735887.9786 | 761735.9742 | 798328.3656 | 863808.0919 | 1157503.7479 | 1141647.9127
418 |  | Flow, gpm | 3719.2243 | 2898.5947 | 2153.4225 | 2496.0198 | 2907.738 | 3281.9061 | 3643.3953 | 3710.1331 | 1893.3157 | 2291.8121 | 2787.3484 | 3203.8782 | 3643.5402 | 3710.149 | 3827.9417 | 3883.6863 | 1160.1623 | 1262.4011 | 1435.3902 | 1689.6302 | 1994.8603 | 2049.2163 | 2151.6305 | 2236.2898 | 1551.2016 | 1821.6301 | 2179.4656 | 2496.7275 | 2529.7683 | 2788.4756 | 2840.9835 | 2838.6206 | 2894.612 | 2933.3425 | 2993.6941 | 3138.8958 | 3025.8061 | 1284.8657 | 1580.267 | 1784.5649 | 2046.1696 | 2327.7804 | 2375.6647 | 2468.4173 | 2591.7895 | 1155.3248 | 1351.4978 | 1456.1131 | 1691.2482 | 1963.797 | 2009.5091 | 2100.2329 | 2228.1674 | 942.4505 | 1108.3798 | 1291.6168 | 1493.6345 | 1789.7723 | 1852.1968 | 1948.343 | 2121.1088 | 927.5612 | 1060.5165 | 1158.1182 | 1340.8192 | 1355.7504 | 1593.5399 | 1618.5792 | 1636.7971 | 1663.5774 | 1717.5049 | 1747.438 | 1868.2593 | 1811.6646 | 822.5279 | 899.6741 | 999.0331 | 1124.1882 | 1371.7432 | 1411.856 | 1488.2747 | 1593.5813 | 622.5015 | 709.6875 | 852.9035 | 947.8896 | 1195.1111 | 1232.5428 | 1305.7152 | 1409.5749 | 670.1234 | 662.0312 | 734.2477 | 847.2847 | 1110.4218 | 1155.9691 | 1230.0558 | 1355.8858 | 2597.0925 | 3224.5215 | 3636.3536 | 4002.2738 | 4059.6155 | 4320.6136 | 4408.6975 | 4373.539 | 4466.1927 | 4466.9411 | 4566.7199 | 4697.5405 | 4507.4832 | 1913.0581 | 2503.6095 | 2905.3517 | 3254.528 | 3551.3043 | 3598.2271 | 3688.4988 | 3786.7488 | 1643.189 | 1978.5742 | 2301.9806 | 2632.184 | 2925.6318 | 2970.4373 | 3061.0037 | 3174.8389 | 1399.8394 | 1638.7668 | 1926.808 | 2268.5826 | 2610.4632 | 2688.6356 | 2785.4745 | 2979.7274 | 1285.651 | 1516.5034 | 1748.1064 | 2029.8222 | 2056.9714 | 2300.162 | 2343.5712 | 2344.7775 | 2390.8345 | 2424.9309 | 2475.2449 | 2588.0407 | 2491.7782 | 1132.0733 | 1267.5812 | 1442.4099 | 1674.5867 | 1922.6763 | 1962.7891 | 2038.4588 | 2131.0483 | 947.4236 | 1031.3871 | 1197.2745 | 1380.3456 | 1623.759 | 1661.1068 | 1733.8853 | 1830.4325 | 768.0852 | 887.1303 | 1032.9631 | 1205.4923 | 1474.0957 | 1526.5036 | 1601.2807 | 1735.6607 | 2316.3453 | 2284.5756
419 | Tower Drift Flow | Flow, lb/h | 508.3202 | 508.4536 | 510.0542 | 510.0561 | 509.6985 | 509.2316 | 508.4971 | 508.3215 | 510.1577 | 510.1106 | 509.7291 | 509.2487 | 508.4971 | 508.3215 | 507.9309 | 507.1708 | 509.3341 | 509.7581 | 509.7886 | 509.6593 | 508.8236 | 508.624 | 508.1817 | 507.3352 | 510.1552 | 510.2421 | 509.898 | 509.4197 | 509.4111 | 508.6491 | 508.6388 | 508.4645 | 508.4544 | 508.0521 | 508.0431 | 507.238 | 507.2492 | 509.9237 | 509.7461 | 509.7637 | 509.5469 | 508.7458 | 508.554 | 508.126 | 507.2946 | 509.3418 | 509.3439 | 509.776 | 509.6588 | 508.8313 | 508.633 | 508.1912 | 507.3362 | 509.6769 | 509.6342 | 509.4798 | 509.7259 | 508.8753 | 508.6695 | 508.2198 | 507.3491 | 509.1783 | 509.3157 | 509.6068 | 509.6906 | 509.6842 | 508.9275 | 508.9208 | 508.7222 | 508.7154 | 508.2659 | 508.2598 | 507.3811 | 507.3885 | 508.6124 | 509.0778 | 509.1712 | 509.5776 | 508.9906 | 508.7808 | 508.3145 | 507.4182 | 509.2483 | 509.4946 | 508.9458 | 509.4018 | 509.0438 | 508.8303 | 508.3556 | 507.4443 | 507.7813 | 508.9753 | 509.203 | 509.299 | 509.0703 | 508.8524 | 508.3732 | 507.4522 | 510.2246 | 509.8777 | 509.531 | 509.0887 | 509.0784 | 508.3968 | 508.3848 | 508.2306 | 508.2189 | 507.8576 | 507.8471 | 507.1077 | 507.1216 | 510.3769 | 510.0541 | 509.6991 | 509.2376 | 508.5121 | 508.3383 | 507.9482 | 507.179 | 510.1073 | 510.08 | 509.862 | 509.3845 | 508.6225 | 508.4409 | 508.0332 | 507.2346 | 510.0636 | 510.0803 | 509.9756 | 509.4822 | 508.685 | 508.4923 | 508.0747 | 507.2538 | 509.923 | 509.9893 | 509.9214 | 509.5518 | 509.5437 | 508.7521 | 508.7423 | 508.5603 | 508.5509 | 508.1334 | 508.1249 | 507.295 | 507.3057 | 509.378 | 509.7533 | 509.7842 | 509.6643 | 508.8414 | 508.6437 | 508.2027 | 507.3479 | 509.1352 | 509.7278 | 509.5693 | 509.56 | 508.9194 | 508.716 | 508.2625 | 507.386 | 509.5273 | 509.5932 | 509.4786 | 509.5259 | 508.961 | 508.7504 | 508.2902 | 507.3986 | 508.4513 | 508.4513
420 |  | Flow, gpm | 1.0195 | 1.0195 | 1.0195 | 1.0195 | 1.0195 | 1.0195 | 1.0195 | 1.0195 | 1.0195 | 1.0195 | 1.0195 | 1.0195 | 1.0195 | 1.0195 | 1.0195 | 1.0195 | 1.0195 | 1.0195 | 1.0195 | 1.0195 | 1.0195 | 1.0195 | 1.0195 | 1.0195 | 1.0195 | 1.0195 | 1.0195 | 1.0195 | 1.0195 | 1.0195 | 1.0195 | 1.0195 | 1.0195 | 1.0195 | 1.0195 | 1.0195 | 1.0195 | 1.0195 | 1.0195 | 1.0195 | 1.0195 | 1.0195 | 1.0195 | 1.0195 | 1.0195 | 1.0195 | 1.0195 | 1.0195 | 1.0195 | 1.0195 | 1.0195 | 1.0195 | 1.0195 | 1.0195 | 1.0195 | 1.0195 | 1.0195 | 1.0195 | 1.0195 | 1.0195 | 1.0195 | 1.0195 | 1.0195 | 1.0195 | 1.0195 | 1.0195 | 1.0195 | 1.0195 | 1.0195 | 1.0195 | 1.0195 | 1.0195 | 1.0195 | 1.0195 | 1.0195 | 1.0195 | 1.0195 | 1.0195 | 1.0195 | 1.0195 | 1.0195 | 1.0195 | 1.0195 | 1.0195 | 1.0195 | 1.0195 | 1.0195 | 1.0195 | 1.0195 | 1.0195 | 1.0195 | 1.0195 | 1.0195 | 1.0195 | 1.0195 | 1.0195 | 1.0195 | 1.0195 | 1.0195 | 1.0195 | 1.0195 | 1.0195 | 1.0195 | 1.0195 | 1.0195 | 1.0195 | 1.0195 | 1.0195 | 1.0195 | 1.0195 | 1.0195 | 1.0195 | 1.0195 | 1.0195 | 1.0195 | 1.0195 | 1.0195 | 1.0195 | 1.0195 | 1.0195 | 1.0195 | 1.0195 | 1.0195 | 1.0195 | 1.0195 | 1.0195 | 1.0195 | 1.0195 | 1.0195 | 1.0195 | 1.0195 | 1.0195 | 1.0195 | 1.0195 | 1.0195 | 1.0195 | 1.0195 | 1.0195 | 1.0195 | 1.0195 | 1.0195 | 1.0195 | 1.0195 | 1.0195 | 1.0195 | 1.0195 | 1.0195 | 1.0195 | 1.0195 | 1.0195 | 1.0195 | 1.0195 | 1.0195 | 1.0195 | 1.0195 | 1.0195 | 1.0195 | 1.0195 | 1.0195 | 1.0195 | 1.0195 | 1.0195 | 1.0195 | 1.0195 | 1.0195 | 1.0195 | 1.0195 | 1.0195 | 1.0195 | 1.0195 | 1.0195 | 1.0195 | 1.0175 | 1.0175
421 | (PRELIMINARY) | % drift of total circwater flow | 5e-06 | 5e-06 | 5e-06 | 5e-06 | 5e-06 | 5e-06 | 5e-06 | 5e-06 | 5e-06 | 5e-06 | 5e-06 | 5e-06 | 5e-06 | 5e-06 | 5e-06 | 5e-06 | 5e-06 | 5e-06 | 5e-06 | 5e-06 | 5e-06 | 5e-06 | 5e-06 | 5e-06 | 5e-06 | 5e-06 | 5e-06 | 5e-06 | 5e-06 | 5e-06 | 5e-06 | 5e-06 | 5e-06 | 5e-06 | 5e-06 | 5e-06 | 5e-06 | 5e-06 | 5e-06 | 5e-06 | 5e-06 | 5e-06 | 5e-06 | 5e-06 | 5e-06 | 5e-06 | 5e-06 | 5e-06 | 5e-06 | 5e-06 | 5e-06 | 5e-06 | 5e-06 | 5e-06 | 5e-06 | 5e-06 | 5e-06 | 5e-06 | 5e-06 | 5e-06 | 5e-06 | 5e-06 | 5e-06 | 5e-06 | 5e-06 | 5e-06 | 5e-06 | 5e-06 | 5e-06 | 5e-06 | 5e-06 | 5e-06 | 5e-06 | 5e-06 | 5e-06 | 5e-06 | 5e-06 | 5e-06 | 5e-06 | 5e-06 | 5e-06 | 5e-06 | 5e-06 | 5e-06 | 5e-06 | 5e-06 | 5e-06 | 5e-06 | 5e-06 | 5e-06 | 5e-06 | 5e-06 | 5e-06 | 5e-06 | 5e-06 | 5e-06 | 5e-06 | 5e-06 | 5e-06 | 5e-06 | 5e-06 | 5e-06 | 5e-06 | 5e-06 | 5e-06 | 5e-06 | 5e-06 | 5e-06 | 5e-06 | 5e-06 | 5e-06 | 5e-06 | 5e-06 | 5e-06 | 5e-06 | 5e-06 | 5e-06 | 5e-06 | 5e-06 | 5e-06 | 5e-06 | 5e-06 | 5e-06 | 5e-06 | 5e-06 | 5e-06 | 5e-06 | 5e-06 | 5e-06 | 5e-06 | 5e-06 | 5e-06 | 5e-06 | 5e-06 | 5e-06 | 5e-06 | 5e-06 | 5e-06 | 5e-06 | 5e-06 | 5e-06 | 5e-06 | 5e-06 | 5e-06 | 5e-06 | 5e-06 | 5e-06 | 5e-06 | 5e-06 | 5e-06 | 5e-06 | 5e-06 | 5e-06 | 5e-06 | 5e-06 | 5e-06 | 5e-06 | 5e-06 | 5e-06 | 5e-06 | 5e-06 | 5e-06 | 5e-06 | 5e-06 | 5e-06 | 5e-06 | 5e-06 | 5e-06 | 5e-06 | 5e-06 | 5e-06 | 5e-06 | 5e-06 | 5e-06
422 | Cycles of Concentration (PRELIMINARY) |  | 4 | 4 | 4 | 4 | 4 | 4 | 4 | 4 | 4 | 4 | 4 | 4 | 4 | 4 | 4 | 4 | 4 | 4 | 4 | 4 | 4 | 4 | 4 | 4 | 4 | 4 | 4 | 4 | 4 | 4 | 4 | 4 | 4 | 4 | 4 | 4 | 4 | 4 | 4 | 4 | 4 | 4 | 4 | 4 | 4 | 4 | 4 | 4 | 4 | 4 | 4 | 4 | 4 | 4 | 4 | 4 | 4 | 4 | 4 | 4 | 4 | 4 | 4 | 4 | 4 | 4 | 4 | 4 | 4 | 4 | 4 | 4 | 4 | 4 | 4 | 4 | 4 | 4 | 4 | 4 | 4 | 4 | 4 | 4 | 4 | 4 | 4 | 4 | 4 | 4 | 4 | 4 | 4 | 4 | 4 | 4 | 4 | 4 | 4 | 4 | 4 | 4 | 4 | 4 | 4 | 4 | 4 | 4 | 4 | 4 | 4 | 4 | 4 | 4 | 4 | 4 | 4 | 4 | 4 | 4 | 4 | 4 | 4 | 4 | 4 | 4 | 4 | 4 | 4 | 4 | 4 | 4 | 4 | 4 | 4 | 4 | 4 | 4 | 4 | 4 | 4 | 4 | 4 | 4 | 4 | 4 | 4 | 4 | 4 | 4 | 4 | 4 | 4 | 4 | 4 | 4 | 4 | 4 | 4 | 4 | 4 | 4 | 4 | 4 | 4 | 4 | 4 | 4 | 4 | 4 | 4 | 4 | 4 | 4
423 | Tower Blowdown | Flow, lb/h | 617608.9878 | 481350.2355 | 358596.6419 | 415729.9511 | 484050.3624 | 545904.1517 | 605216.7851 | 616099.6755 | 315284.5288 | 381716.5735 | 464015.644 | 532930.7483 | 605240.8332 | 616102.3739 | 635190.7265 | 643484.841 | 192688.0016 | 209887.5906 | 238732.8612 | 281037.0201 | 331355.2091 | 340264.7313 | 356985.1849 | 370433.9935 | 258220.5065 | 303377.7315 | 362828.78 | 415330.579 | 420826.6283 | 463222.0586 | 471944.6727 | 471390.2185 | 480688.8746 | 486742.6321 | 496758.6024 | 520052.7434 | 501308.7621 | 213700.7531 | 262858.2867 | 296916.9033 | 340373.1459 | 386680.5499 | 394496.7989 | 409574.5251 | 429367.3345 | 191885.289 | 224554.6747 | 242180.8586 | 281306.3105 | 326192.499 | 333667.3927 | 348451.8598 | 369087.3031 | 156538.3164 | 184173.0101 | 214639.8966 | 248410.2541 | 297267.1476 | 307528.6778 | 323233.0817 | 351337.9425 | 153906.8414 | 176088.0262 | 192450.3783 | 222927.6619 | 225413.0232 | 264645.7786 | 268808.3917 | 271733.9195 | 276184.6329 | 284902.4057 | 289873.0489 | 309415.2983 | 300031.3233 | 136270.0224 | 149234.9336 | 165802.8448 | 186786.3895 | 227768.3822 | 234347.2283 | 246833.0041 | 263868.622 | 103136.1047 | 117709.1395 | 141413.6845 | 157359.9182 | 198394.9276 | 204539.1629 | 216510.3265 | 233353.8775 | 110745.5246 | 109658.9975 | 121730.7977 | 140576.0507 | 184309.5998 | 191808.4622 | 203942.327 | 224449.9109 | 432727.0763 | 537028.8365 | 605271.7861 | 665653.5653 | 675184.289 | 717664.9588 | 732288.9469 | 726225.1098 | 741603.7144 | 741201.485 | 757753.523 | 778340.8702 | 746850.1561 | 318713.6369 | 416993.9417 | 483652.9745 | 541352.1667 | 589923.4995 | 597521.0145 | 612054.6835 | 627420.8275 | 273537.9195 | 329455.2549 | 383226.1239 | 437861.2938 | 486006.0319 | 493280.9221 | 507929.2756 | 526010.1501 | 232932.6002 | 272785.9222 | 320756.6888 | 377378.4811 | 433648.6799 | 446480.8109 | 462201.2469 | 493671.4051 | 213831.3903 | 252351.3554 | 290930.0517 | 337653.0979 | 342170.4792 | 382091.2626 | 389304.5645 | 389366.0735 | 397016.764 | 402355.9057 | 410707.8784 | 428746.0537 | 412788.7088 | 188026.6495 | 210748.8756 | 239900.8977 | 278533.0076 | 319357.7753 | 325904.7161 | 338195.8059 | 352985.9874 | 157200.2328 | 171375.6415 | 198959.7788 | 229455.7929 | 269669.7561 | 275773.9114 | 287622.3743 | 303143.283 | 127445.1049 | 147295.7724 | 171554.5336 | 200311.7868 | 244787.0156 | 253403.2787 | 265601.0335 | 287428.5614 | 385326.2403 | 380040.8296
424 |  | Flow, gpm | 1238.722 | 965.1786 | 716.7882 | 830.9873 | 968.2269 | 1092.9493 | 1213.4457 | 1235.6916 | 630.0856 | 762.918 | 928.0966 | 1066.9397 | 1213.4939 | 1235.697 | 1274.9608 | 1293.5425 | 385.7012 | 419.7809 | 477.4438 | 562.1904 | 663.9339 | 682.0529 | 716.1907 | 744.4107 | 516.0477 | 606.1906 | 725.469 | 831.2227 | 842.2366 | 928.4724 | 945.975 | 945.1871 | 963.8511 | 976.7614 | 996.8784 | 1045.2791 | 1007.5826 | 427.269 | 525.7362 | 593.8354 | 681.0369 | 774.9071 | 790.8686 | 821.7863 | 862.91 | 384.0887 | 449.4798 | 484.3515 | 562.7297 | 653.5796 | 668.8169 | 699.058 | 741.703 | 313.1306 | 368.4403 | 429.5195 | 496.8586 | 595.5715 | 616.3792 | 648.4279 | 706.0166 | 308.1676 | 352.486 | 385.0199 | 445.9202 | 450.8974 | 530.1605 | 538.5066 | 544.5795 | 553.5065 | 571.4823 | 581.4598 | 621.7336 | 602.8688 | 273.1564 | 298.8719 | 331.9915 | 373.7098 | 456.2283 | 469.5992 | 495.072 | 530.1743 | 206.481 | 235.5429 | 283.2816 | 314.9436 | 397.3508 | 409.8281 | 434.2189 | 468.8387 | 222.3549 | 219.6575 | 243.7297 | 281.4087 | 369.1211 | 384.3035 | 408.9992 | 450.9425 | 864.678 | 1073.8212 | 1211.0983 | 1333.0714 | 1352.1856 | 1439.1852 | 1468.5463 | 1456.8271 | 1487.7112 | 1487.9608 | 1521.2207 | 1564.827 | 1501.4747 | 636.6668 | 833.5171 | 967.4308 | 1083.8231 | 1182.7484 | 1198.3896 | 1228.48 | 1261.2301 | 546.7103 | 658.5052 | 766.307 | 876.3751 | 974.191 | 989.1262 | 1019.3151 | 1057.2604 | 465.5936 | 545.2359 | 641.2496 | 755.1748 | 869.1348 | 895.1922 | 927.4722 | 992.2232 | 427.5308 | 504.4816 | 581.6824 | 675.588 | 684.6374 | 765.7009 | 780.171 | 780.573 | 795.9254 | 807.2909 | 824.0621 | 861.6607 | 829.5734 | 376.3383 | 421.5075 | 479.7838 | 557.1759 | 639.8723 | 653.2434 | 678.467 | 709.33 | 314.7884 | 342.7762 | 398.072 | 459.0957 | 540.2337 | 552.6827 | 576.942 | 609.1248 | 255.0088 | 294.6906 | 343.3015 | 400.8112 | 490.3457 | 507.8151 | 532.7405 | 577.5339 | 771.0978 | 760.5077
425 | Tower Makeup Water | Flow, lb/h | 2472472.9713 | 1927437.9619 | 1436428.5084 | 1664961.9041 | 1938242.1207 | 2185656.008 | 2422904.6368 | 2466435.5632 | 1263180.2148 | 1528908.7109 | 1858103.4057 | 2133763.0293 | 2423000.6702 | 2466446.6745 | 2542790.8781 | 2575964.4791 | 772791.9628 | 841591.827 | 956973.227 | 1126188.9099 | 1327459.1263 | 1363097.0564 | 1429976.8074 | 1483761.8829 | 1034924.6018 | 1215553.978 | 1453356.5848 | 1663362.6695 | 1685346.3906 | 1854926.3655 | 1889816.6634 | 1887598.3703 | 1924792.6771 | 1949006.5962 | 1989070.7949 | 2082236.7238 | 2007260.7983 | 856844.477 | 1053474.1353 | 1189709.0778 | 1363532.7784 | 1548760.6483 | 1580024.6918 | 1640334.4856 | 1719495.4056 | 769581.3506 | 900258.7347 | 970764.7401 | 1127266.7066 | 1306808.7621 | 1336707.7021 | 1395843.6657 | 1478375.28 | 628194.2539 | 738733.0288 | 860600.0988 | 995682.6399 | 1191106.7215 | 1232152.6835 | 1294968.8707 | 1407377.9961 | 617666.846 | 706391.9822 | 771842.4223 | 893751.4771 | 903692.9223 | 1060621.8805 | 1077272.1741 | 1088973.9678 | 1106776.6627 | 1141646.3253 | 1161529.2157 | 1239686.9433 | 1202151.3607 | 547118.062 | 598978.9767 | 665250.7804 | 749186.4671 | 913112.136 | 939426.8858 | 989369.0365 | 1057500.3968 | 414584.1373 | 472877.1495 | 567693.7424 | 631479.9467 | 795618.794 | 820195.4179 | 868078.0084 | 935441.8949 | 445009.5945 | 440674.9943 | 488962.83 | 564344.0008 | 739277.6416 | 769272.5357 | 817806.4869 | 899826.1874 | 1732951.1984 | 2150156.9693 | 2423127.6566 | 2664653.3449 | 2702776.2394 | 2872696.6966 | 2931192.9664 | 2906936.983 | 2968451.56 | 2966833.2775 | 3033041.588 | 3115389.0721 | 2989426.5331 | 1276897.9171 | 1670018.3425 | 1936653.2038 | 2167447.7504 | 2361731.3356 | 2392120.7605 | 2450246.3888 | 2511708.5839 | 1096193.9364 | 1319862.9605 | 1534946.119 | 1753484.8939 | 1946062.0999 | 1975161.0258 | 2033753.329 | 2106065.7154 | 933772.8179 | 1093185.9468 | 1285068.6961 | 1511554.4366 | 1736633.0094 | 1787960.8988 | 1850841.3729 | 1976711.0531 | 857367.5021 | 1011447.2037 | 1165761.83 | 1352653.2214 | 1370722.5877 | 1530403.1817 | 1559256.8652 | 1559502.1076 | 1590105.0283 | 1611460.1668 | 1644867.8989 | 1717009.6474 | 1653180.7439 | 754146.634 | 845037.1259 | 961644.738 | 1116172.8602 | 1279469.391 | 1305656.3608 | 1354819.9263 | 1413970.1758 | 630840.1735 | 687543.6339 | 797879.945 | 919863.8424 | 1080717.473 | 1105133.7766 | 1152526.676 | 1214599.1993 | 511821.1697 | 591223.7606 | 688258.4878 | 803287.9769 | 981187.1462 | 1015651.2461 | 1064440.9954 | 1151740.9478 | 1543342.2988 | 1522200.6561
426 |  | Flow, gpm | 4958.9737 | 3864.7988 | 2871.2342 | 3328.0311 | 3876.9893 | 4375.8801 | 4857.8678 | 4946.8516 | 2524.4236 | 3055.7542 | 3716.4682 | 4271.8429 | 4858.0605 | 4946.8739 | 5103.9137 | 5178.2409 | 1546.8882 | 1683.2064 | 1913.8586 | 2252.844 | 2659.8196 | 2732.2969 | 2868.8475 | 2981.7138 | 2068.2727 | 2428.8449 | 2905.9578 | 3328.9743 | 3373.0291 | 3717.9749 | 3787.9849 | 3784.8338 | 3859.4891 | 3911.1313 | 3991.6001 | 4185.188 | 4034.4018 | 1713.1577 | 2107.0269 | 2379.4246 | 2728.2299 | 3103.7136 | 3167.5593 | 3291.231 | 3455.7119 | 1540.4385 | 1802.0026 | 1941.4884 | 2255.0024 | 2618.4034 | 2679.3529 | 2800.3169 | 2970.8835 | 1256.6052 | 1477.8444 | 1722.1614 | 1991.518 | 2386.3695 | 2469.6015 | 2597.797 | 2828.1381 | 1236.7539 | 1414.0272 | 1544.1625 | 1787.7632 | 1807.6717 | 2124.7262 | 2158.1104 | 2182.403 | 2218.1106 | 2290.0144 | 2329.9253 | 2491.0049 | 2415.5464 | 1096.7108 | 1199.5715 | 1332.0496 | 1498.9226 | 1828.9966 | 1882.4805 | 1984.3736 | 2124.7677 | 830.0075 | 946.255 | 1137.2108 | 1263.858 | 1593.487 | 1643.3974 | 1740.9602 | 1879.4262 | 893.4904 | 882.7142 | 979.0025 | 1129.7182 | 1480.5684 | 1541.2985 | 1640.0821 | 1807.8415 | 3462.7942 | 4299.3673 | 4848.4763 | 5336.3693 | 5412.826 | 5760.8256 | 5878.2708 | 5831.3938 | 5954.9306 | 5955.913 | 6088.953 | 6263.3804 | 6009.9717 | 2550.7489 | 3338.1513 | 3873.8065 | 4339.3749 | 4735.0782 | 4797.6431 | 4917.9899 | 5048.9914 | 2190.9229 | 2638.1021 | 3069.3106 | 3509.583 | 3900.8493 | 3960.5899 | 4081.3468 | 4233.1121 | 1866.4569 | 2185.0255 | 2569.0805 | 3024.7826 | 3480.6245 | 3584.8543 | 3713.9751 | 3972.9635 | 1714.2058 | 2022.0082 | 2330.8117 | 2706.4355 | 2742.6328 | 3066.888 | 3124.7695 | 3126.3774 | 3187.7873 | 3233.2496 | 3300.3344 | 3450.7135 | 3322.3651 | 1509.4364 | 1690.1132 | 1923.2173 | 2232.786 | 2563.5732 | 2617.0575 | 2717.9541 | 2841.3919 | 1263.2371 | 1375.1874 | 1596.3712 | 1840.4659 | 2165.0184 | 2214.8154 | 2311.8545 | 2440.5703 | 1024.1186 | 1182.8452 | 1377.289 | 1607.3282 | 1965.4672 | 2035.3448 | 2135.0474 | 2314.2079 | 3088.4683 | 3046.1077
427 |  | Temperature, F | 85.5459 | 83.9566 | 58.8096 | 58.7674 | 66.0574 | 73.6345 | 83.4289 | 85.5302 | 56.2332 | 57.4459 | 65.4996 | 73.3818 | 83.4291 | 85.5302 | 89.9704 | 97.8823 | 72.091 | 64.9616 | 64.3887 | 66.7573 | 79.3036 | 81.8611 | 87.1545 | 96.2388 | 56.3009 | 53.8513 | 62.2281 | 70.7572 | 70.8953 | 81.5468 | 81.6764 | 83.8254 | 83.9478 | 88.6237 | 88.7247 | 97.2144 | 97.1031 | 61.6973 | 65.1882 | 64.8585 | 68.6887 | 80.3152 | 82.7319 | 87.7892 | 96.6481 | 71.974 | 71.9418 | 64.6284 | 66.767 | 79.2034 | 81.7488 | 87.046 | 96.229 | 66.4441 | 67.1977 | 69.7948 | 65.559 | 78.6211 | 81.2889 | 86.7151 | 96.0982 | 74.4159 | 72.3727 | 67.6702 | 66.1986 | 66.3138 | 77.9196 | 78.0118 | 80.6185 | 80.7048 | 86.182 | 86.2533 | 95.7745 | 95.6993 | 82.0069 | 75.8523 | 74.5182 | 68.1712 | 77.0634 | 79.8627 | 85.613 | 95.3978 | 73.3861 | 69.5534 | 77.6734 | 71.0397 | 76.3281 | 79.2147 | 85.1286 | 95.1292 | 91.5955 | 77.2713 | 74.055 | 72.6262 | 75.9569 | 78.9249 | 84.9193 | 95.0482 | 54.3727 | 62.6421 | 68.9554 | 75.697 | 75.8428 | 84.639 | 84.7816 | 86.5915 | 86.7267 | 90.7705 | 90.8856 | 98.5059 | 98.3685 | 49.0663 | 58.8144 | 66.0468 | 73.5467 | 83.2471 | 85.3327 | 89.7796 | 97.8013 | 57.5298 | 58.1963 | 62.9575 | 71.3122 | 81.8811 | 84.1105 | 88.8352 | 97.2491 | 58.5912 | 58.188 | 60.5901 | 69.7552 | 81.0923 | 83.4877 | 88.3697 | 97.057 | 61.7117 | 60.2883 | 61.7466 | 68.6064 | 68.7427 | 80.2355 | 80.3606 | 82.6533 | 82.7703 | 87.7055 | 87.8022 | 96.6439 | 96.5367 | 71.4139 | 65.0521 | 64.4702 | 66.6693 | 79.0689 | 81.6147 | 86.9131 | 96.1104 | 75.0351 | 65.523 | 68.3118 | 68.4687 | 78.0309 | 80.6968 | 86.221 | 95.7243 | 69.0143 | 67.9071 | 69.8142 | 69.0399 | 77.4676 | 80.2555 | 85.8987 | 95.5962 | 69.9559 | 69.8119
428 | Cooling Tower Number of Fans |  | 12 | 12 | 12 | 12 | 12 | 12 | 12 | 12 | 12 | 12 | 12 | 12 | 12 | 12 | 12 | 12 | 12 | 12 | 12 | 12 | 12 | 12 | 12 | 12 | 12 | 12 | 12 | 12 | 12 | 12 | 12 | 12 | 12 | 12 | 12 | 12 | 12 | 12 | 12 | 12 | 12 | 12 | 12 | 12 | 12 | 12 | 12 | 12 | 12 | 12 | 12 | 12 | 12 | 12 | 12 | 12 | 12 | 12 | 12 | 12 | 12 | 12 | 12 | 12 | 12 | 12 | 12 | 12 | 12 | 12 | 12 | 12 | 12 | 12 | 12 | 12 | 12 | 12 | 12 | 12 | 12 | 12 | 12 | 12 | 12 | 12 | 12 | 12 | 12 | 12 | 12 | 12 | 12 | 12 | 12 | 12 | 12 | 12 | 12 | 12 | 12 | 12 | 12 | 12 | 12 | 12 | 12 | 12 | 12 | 12 | 12 | 12 | 12 | 12 | 12 | 12 | 12 | 12 | 12 | 12 | 12 | 12 | 12 | 12 | 12 | 12 | 12 | 12 | 12 | 12 | 12 | 12 | 12 | 12 | 12 | 12 | 12 | 12 | 12 | 12 | 12 | 12 | 12 | 12 | 12 | 12 | 12 | 12 | 12 | 12 | 12 | 12 | 12 | 12 | 12 | 12 | 12 | 12 | 12 | 12 | 12 | 12 | 12 | 12 | 12 | 12 | 12 | 12 | 12 | 12 | 12 | 12 | 12 | 12
429 | Cooling Tower Fans Operating |  | 12 | 12 | 10 | 12 | 12 | 12 | 12 | 12 | 10 | 12 | 12 | 12 | 12 | 12 | 12 | 12 | 5 | 7 | 9 | 12 | 12 | 12 | 12 | 12 | 9 | 12 | 12 | 12 | 12 | 12 | 12 | 12 | 12 | 12 | 12 | 12 | 12 | 7 | 8 | 10 | 12 | 12 | 12 | 12 | 12 | 5 | 6 | 9 | 12 | 12 | 12 | 12 | 12 | 5 | 6 | 7 | 12 | 12 | 12 | 12 | 12 | 4 | 5 | 7 | 11 | 11 | 12 | 12 | 12 | 12 | 12 | 12 | 12 | 12 | 3 | 4 | 5 | 9 | 12 | 12 | 12 | 12 | 3 | 4 | 4 | 7 | 12 | 12 | 12 | 12 | 2 | 3 | 4 | 6 | 12 | 12 | 12 | 12 | 12 | 12 | 12 | 12 | 12 | 12 | 12 | 12 | 12 | 12 | 12 | 12 | 12 | 12 | 12 | 12 | 12 | 12 | 12 | 12 | 12 | 9 | 11 | 12 | 12 | 12 | 12 | 12 | 12 | 8 | 10 | 12 | 12 | 12 | 12 | 12 | 12 | 7 | 9 | 11 | 12 | 12 | 12 | 12 | 12 | 12 | 12 | 12 | 12 | 12 | 5 | 7 | 9 | 12 | 12 | 12 | 12 | 12 | 4 | 6 | 7 | 10 | 12 | 12 | 12 | 12 | 4 | 5 | 6 | 9 | 12 | 12 | 12 | 12 | 12 | 12
430 | Cooling Tower Fans Not Operating |  | 0 | 0 | 2 | 0 | 0 | 0 | 0 | 0 | 2 | 0 | 0 | 0 | 0 | 0 | 0 | 0 | 7 | 5 | 3 | 0 | 0 | 0 | 0 | 0 | 3 | 0 | 0 | 0 | 0 | 0 | 0 | 0 | 0 | 0 | 0 | 0 | 0 | 5 | 4 | 2 | 0 | 0 | 0 | 0 | 0 | 7 | 6 | 3 | 0 | 0 | 0 | 0 | 0 | 7 | 6 | 5 | 0 | 0 | 0 | 0 | 0 | 8 | 7 | 5 | 1 | 1 | 0 | 0 | 0 | 0 | 0 | 0 | 0 | 0 | 9 | 8 | 7 | 3 | 0 | 0 | 0 | 0 | 9 | 8 | 8 | 5 | 0 | 0 | 0 | 0 | 10 | 9 | 8 | 6 | 0 | 0 | 0 | 0 | 0 | 0 | 0 | 0 | 0 | 0 | 0 | 0 | 0 | 0 | 0 | 0 | 0 | 0 | 0 | 0 | 0 | 0 | 0 | 0 | 0 | 3 | 1 | 0 | 0 | 0 | 0 | 0 | 0 | 4 | 2 | 0 | 0 | 0 | 0 | 0 | 0 | 5 | 3 | 1 | 0 | 0 | 0 | 0 | 0 | 0 | 0 | 0 | 0 | 0 | 7 | 5 | 3 | 0 | 0 | 0 | 0 | 0 | 8 | 6 | 5 | 2 | 0 | 0 | 0 | 0 | 8 | 7 | 6 | 3 | 0 | 0 | 0 | 0 | 0 | 0
431
432 | Circulating Water to Aux Cooling Water HX | Flow, lb/h | 6203072.1 | 6204699.1129 | 6224231.997 | 6224254.2197 | 6219890.6506 | 6214192.9311 | 6205230.8683 | 6203087.9733 | 6225495.5114 | 6224920.1044 | 6220265.2604 | 6214401.6649 | 6205230.8683 | 6203087.9733 | 6198319.6353 | 6189045.6622 | 6215445.3341 | 6220619.2349 | 6220990.67 | 6219412.0708 | 6209215.0655 | 6206779.3083 | 6201382.3877 | 6191051.2531 | 6225464.5585 | 6226524.8946 | 6222326.4079 | 6216489.797 | 6216383.4459 | 6207085.6629 | 6206959.4702 | 6204831.6549 | 6204708.6368 | 6199799.8201 | 6199690.2944 | 6189865.5179 | 6190001.2346 | 6222639.9055 | 6220470.8196 | 6220686.6964 | 6218041.4117 | 6208265.8424 | 6205924.5313 | 6200702.217 | 6190555.2126 | 6215537.3992 | 6215564.3839 | 6220836.6991 | 6219405.7214 | 6209308.718 | 6206888.834 | 6201496.6754 | 6191063.9517 | 6219627.9476 | 6219107.3035 | 6217221.5559 | 6220224.7835 | 6209845.2354 | 6207334.8736 | 6201847.4753 | 6191221.0974 | 6213542.126 | 6215219.9333 | 6218773.1706 | 6219794.6172 | 6219716.838 | 6210483.3419 | 6210400.0071 | 6207976.9484 | 6207894.4073 | 6202408.5963 | 6202333.9918 | 6191610.7868 | 6191701.2646 | 6206637.2423 | 6212315.9139 | 6213456.4102 | 6218416.8151 | 6211253.1967 | 6208692.8341 | 6203002.2575 | 6192063.1757 | 6214398.4903 | 6217403.3052 | 6210706.3617 | 6216271.5392 | 6211901.6208 | 6209296.813 | 6203503.8537 | 6192382.229 | 6196494.9999 | 6211066.6855 | 6213845.3059 | 6215015.9615 | 6212225.4361 | 6209566.659 | 6203718.1432 | 6192479.0561 | 6226310.6051 | 6222077.9908 | 6217846.1701 | 6212450.0432 | 6212323.8505 | 6204007.0372 | 6203860.2092 | 6201978.43 | 6201834.7766 | 6197425.9687 | 6197297.395 | 6188274.22 | 6188444.0643 | 6228170.9554 | 6224229.616 | 6219897.7936 | 6214265.1546 | 6205412.6175 | 6203292.7388 | 6198531.5438 | 6189144.8703 | 6224878.8338 | 6224547.8756 | 6221885.9239 | 6216058.837 | 6206760.2603 | 6204543.5546 | 6199569.6573 | 6189823.4537 | 6224346.2848 | 6224551.8439 | 6223272.4563 | 6217251.7152 | 6207523.7659 | 6205172.1371 | 6200076.0155 | 6190057.5848 | 6222631.1752 | 6223439.9196 | 6222610.5399 | 6218101.7302 | 6218000.9348 | 6208342.0343 | 6208222.1909 | 6206002.3104 | 6205886.4354 | 6200792.6948 | 6200687.931 | 6190560.7683 | 6190690.9293 | 6215979.4705 | 6220559.71 | 6220937.4945 | 6219473.1829 | 6209432.5297 | 6207019.7887 | 6201637.9478 | 6191206.0177 | 6213018.3072 | 6220248.5934 | 6218314.4324 | 6218200.9383 | 6210383.3401 | 6207902.344 | 6202368.1194 | 6191671.1053 | 6217803.3122 | 6218605.7073 | 6217206.4763 | 6217784.2643 | 6210892.0792 | 6208322.1926 | 6202705.4269 | 6191824.2826 | 6204671.3346 | 6204671.3346
433 |  | Flow, gpm | 12439.9965 | 12439.9955 | 12439.9956 | 12439.9962 | 12439.9961 | 12439.9959 | 12439.9969 | 12439.9954 | 12439.9969 | 12439.9966 | 12439.9974 | 12439.997 | 12439.9976 | 12439.9954 | 12439.9953 | 12439.9973 | 12439.9971 | 12439.9965 | 12439.9977 | 12439.9956 | 12439.9968 | 12439.9956 | 12439.9981 | 12439.9959 | 12439.9973 | 12439.9972 | 12439.9969 | 12439.9966 | 12439.9969 | 12439.9975 | 12439.9966 | 12439.9957 | 12439.9971 | 12439.9951 | 12439.996 | 12439.9959 | 12439.9954 | 12439.9981 | 12439.9968 | 12439.9966 | 12439.9967 | 12439.997 | 12439.9966 | 12439.995 | 12439.9961 | 12439.9952 | 12439.9981 | 12439.9985 | 12439.9958 | 12439.9976 | 12439.9959 | 12439.9955 | 12439.9974 | 12439.9964 | 12439.9979 | 12439.9951 | 12439.9955 | 12439.9963 | 12439.9969 | 12439.9961 | 12439.9962 | 12439.9961 | 12439.9963 | 12439.9952 | 12439.9955 | 12439.9963 | 12439.9942 | 12439.9948 | 12439.9962 | 12439.9952 | 12439.9962 | 12439.9965 | 12439.9967 | 12439.9966 | 12439.9959 | 12439.9961 | 12439.9967 | 12439.9978 | 12439.998 | 12439.9972 | 12439.9965 | 12439.9984 | 12439.9978 | 12439.9968 | 12439.9958 | 12439.9967 | 12439.9966 | 12439.9952 | 12439.9974 | 12439.9953 | 12439.9983 | 12439.9951 | 12439.9984 | 12439.9959 | 12439.997 | 12439.9982 | 12439.9953 | 12439.9965 | 12439.9962 | 12439.9967 | 12439.9968 | 12439.9952 | 12439.9955 | 12439.9982 | 12439.997 | 12439.9969 | 12439.995 | 12439.9946 | 12439.996 | 12439.9977 | 12439.9965 | 12439.9951 | 12439.9956 | 12439.9958 | 12439.9951 | 12439.9972 | 12439.9968 | 12439.9962 | 12439.9957 | 12439.9962 | 12439.9982 | 12439.9957 | 12439.9952 | 12439.9968 | 12439.9958 | 12439.9962 | 12439.9972 | 12439.9973 | 12439.998 | 12439.9976 | 12439.996 | 12439.9962 | 12439.9977 | 12439.9959 | 12439.9956 | 12439.9976 | 12439.9969 | 12439.9972 | 12439.9975 | 12439.9938 | 12439.9985 | 12439.9957 | 12439.9966 | 12439.9963 | 12439.9962 | 12439.9942 | 12439.9972 | 12439.9963 | 12439.9959 | 12439.9959 | 12439.9959 | 12439.996 | 12439.9964 | 12439.9974 | 12439.9961 | 12439.9956 | 12439.9961 | 12439.9952 | 12439.9956 | 12439.9959 | 12439.996 | 12439.996 | 12439.9972 | 12439.9963 | 12439.9979 | 12439.9962 | 12439.9953 | 12439.9967 | 12439.9973 | 12439.9969 | 12439.9971 | 12439.9953 | 12415.1257 | 12414.9091
434 |  | Temperature, F | 85.5712 | 83.9817 | 58.8299 | 58.7876 | 66.079 | 73.6578 | 83.4537 | 85.5554 | 56.2527 | 57.4655 | 65.521 | 73.4049 | 83.4541 | 85.5554 | 89.9965 | 97.9101 | 72.1139 | 64.983 | 64.4101 | 66.7792 | 79.3279 | 81.8857 | 87.1803 | 96.2661 | 56.3202 | 53.87 | 62.2488 | 70.7799 | 70.918 | 81.5715 | 81.7011 | 83.8504 | 83.973 | 88.6496 | 88.7506 | 97.2417 | 97.1305 | 61.7178 | 65.2096 | 64.8797 | 68.7108 | 80.3395 | 82.7568 | 87.8149 | 96.6758 | 71.9969 | 71.9647 | 64.6498 | 66.7886 | 79.2275 | 81.7734 | 87.0715 | 96.2562 | 66.4657 | 67.2195 | 69.8171 | 65.5804 | 78.6452 | 81.3133 | 86.7407 | 96.1255 | 74.4393 | 72.3956 | 67.6922 | 66.2203 | 66.3354 | 77.9436 | 78.0359 | 80.6432 | 80.7292 | 86.2075 | 86.2788 | 95.8019 | 95.7265 | 82.0315 | 75.8759 | 74.5416 | 68.1931 | 77.0873 | 79.887 | 85.6386 | 95.425 | 73.4092 | 69.5755 | 77.6973 | 71.0623 | 76.3516 | 79.239 | 85.154 | 95.1562 | 91.6228 | 77.295 | 74.0784 | 72.649 | 75.9807 | 78.949 | 84.9447 | 95.0754 | 54.3918 | 62.663 | 68.9776 | 75.7204 | 75.8664 | 84.664 | 84.807 | 86.617 | 86.7522 | 90.7968 | 90.9118 | 98.5336 | 98.3962 | 49.0838 | 58.8344 | 66.0682 | 73.5697 | 83.2721 | 85.3583 | 89.8057 | 97.8289 | 57.5494 | 58.2161 | 62.9784 | 71.3347 | 81.9059 | 84.1356 | 88.8613 | 97.2766 | 58.6105 | 58.208 | 60.6105 | 69.7775 | 81.1168 | 83.5128 | 88.3956 | 97.0844 | 61.7324 | 60.3086 | 61.7673 | 68.6286 | 68.7643 | 80.2598 | 80.3849 | 82.6781 | 82.7951 | 87.7312 | 87.8279 | 96.6717 | 96.564 | 71.4366 | 65.0736 | 64.4914 | 66.6909 | 79.0932 | 81.6393 | 86.9387 | 96.1378 | 75.0585 | 65.5444 | 68.3337 | 68.4909 | 78.055 | 80.7213 | 86.2466 | 95.7515 | 69.0366 | 67.9284 | 69.8373 | 69.0616 | 77.4914 | 80.28 | 85.924 | 95.6233 | 69.9782 | 69.8342
435 | Circulating Water from Aux Cooling Water HX | Flow, lb/h | 6203072.1 | 6204699.1129 | 6224231.997 | 6224254.2197 | 6219890.6506 | 6214192.9311 | 6205230.8683 | 6203087.9733 | 6225495.5114 | 6224920.1044 | 6220265.2604 | 6214401.6649 | 6205230.8683 | 6203087.9733 | 6198319.6353 | 6189045.6622 | 6215445.3341 | 6220619.2349 | 6220990.67 | 6219412.0708 | 6209215.0655 | 6206779.3083 | 6201382.3877 | 6191051.2531 | 6225464.5585 | 6226524.8946 | 6222326.4079 | 6216489.797 | 6216383.4459 | 6207085.6629 | 6206959.4702 | 6204831.6549 | 6204708.6368 | 6199799.8201 | 6199690.2944 | 6189865.5179 | 6190001.2346 | 6222639.9055 | 6220470.8196 | 6220686.6964 | 6218041.4117 | 6208265.8424 | 6205924.5313 | 6200702.217 | 6190555.2126 | 6215537.3992 | 6215564.3839 | 6220836.6991 | 6219405.7214 | 6209308.718 | 6206888.834 | 6201496.6754 | 6191063.9517 | 6219627.9476 | 6219107.3035 | 6217221.5559 | 6220224.7835 | 6209845.2354 | 6207334.8736 | 6201847.4753 | 6191221.0974 | 6213542.126 | 6215219.9333 | 6218773.1706 | 6219794.6172 | 6219716.838 | 6210483.3419 | 6210400.0071 | 6207976.9484 | 6207894.4073 | 6202408.5963 | 6202333.9918 | 6191610.7868 | 6191701.2646 | 6206637.2423 | 6212315.9139 | 6213456.4102 | 6218416.8151 | 6211253.1967 | 6208692.8341 | 6203002.2575 | 6192063.1757 | 6214398.4903 | 6217403.3052 | 6210706.3617 | 6216271.5392 | 6211901.6208 | 6209296.813 | 6203503.8537 | 6192382.229 | 6196494.9999 | 6211066.6855 | 6213845.3059 | 6215015.9615 | 6212225.4361 | 6209566.659 | 6203718.1432 | 6192479.0561 | 6226310.6051 | 6222077.9908 | 6217846.1701 | 6212450.0432 | 6212323.8505 | 6204007.0372 | 6203860.2092 | 6201978.43 | 6201834.7766 | 6197425.9687 | 6197297.395 | 6188274.22 | 6188444.0643 | 6228170.9554 | 6224229.616 | 6219897.7936 | 6214265.1546 | 6205412.6175 | 6203292.7388 | 6198531.5438 | 6189144.8703 | 6224878.8338 | 6224547.8756 | 6221885.9239 | 6216058.837 | 6206760.2603 | 6204543.5546 | 6199569.6573 | 6189823.4537 | 6224346.2848 | 6224551.8439 | 6223272.4563 | 6217251.7152 | 6207523.7659 | 6205172.1371 | 6200076.0155 | 6190057.5848 | 6222631.1752 | 6223439.9196 | 6222610.5399 | 6218101.7302 | 6218000.9348 | 6208342.0343 | 6208222.1909 | 6206002.3104 | 6205886.4354 | 6200792.6948 | 6200687.931 | 6190560.7683 | 6190690.9293 | 6215979.4705 | 6220559.71 | 6220937.4945 | 6219473.1829 | 6209432.5297 | 6207019.7887 | 6201637.9478 | 6191206.0177 | 6213018.3072 | 6220248.5934 | 6218314.4324 | 6218200.9383 | 6210383.3401 | 6207902.344 | 6202368.1194 | 6191671.1053 | 6217803.3122 | 6218605.7073 | 6217206.4763 | 6217784.2643 | 6210892.0792 | 6208322.1926 | 6202705.4269 | 6191824.2826 | 6204671.3346 | 6204671.3346
436 |  | Temperature, F | 99.0264 | 97.4329 | 72.2183 | 72.176 | 79.4854 | 87.0829 | 96.9037 | 99.0106 | 69.6348 | 70.8507 | 78.9262 | 86.8294 | 96.9039 | 99.0106 | 103.4632 | 111.3978 | 85.5352 | 78.3867 | 77.8125 | 80.1873 | 92.7673 | 95.3316 | 100.6396 | 109.7494 | 69.7023 | 67.2458 | 75.6459 | 84.1978 | 84.3363 | 95.0164 | 95.1463 | 97.3013 | 97.4241 | 102.1129 | 102.214 | 110.7277 | 110.6161 | 75.1136 | 78.6139 | 78.2832 | 82.1237 | 93.7816 | 96.2047 | 101.2761 | 110.1601 | 85.4179 | 85.3857 | 78.0528 | 80.1968 | 92.6667 | 95.2189 | 100.5307 | 109.7395 | 79.8732 | 80.6288 | 83.2327 | 78.9858 | 92.0829 | 94.7577 | 100.1989 | 109.6084 | 87.8662 | 85.8177 | 81.1026 | 79.6269 | 79.7425 | 91.3793 | 91.4718 | 94.0858 | 94.1722 | 99.6643 | 99.7358 | 109.2839 | 109.2083 | 95.4777 | 89.3064 | 87.9688 | 81.6048 | 90.5209 | 93.3278 | 99.0939 | 108.9059 | 86.8338 | 82.9906 | 91.1325 | 84.481 | 89.7836 | 92.678 | 98.6081 | 108.6366 | 105.0939 | 90.7291 | 87.5046 | 86.0716 | 89.4115 | 92.3873 | 98.3982 | 108.5554 | 67.7691 | 76.0609 | 82.3912 | 89.1507 | 89.2969 | 98.1171 | 98.2602 | 100.0749 | 100.2105 | 104.2657 | 104.3811 | 112.023 | 111.8853 | 62.447 | 72.223 | 79.4746 | 86.9945 | 96.7213 | 98.8129 | 103.2721 | 111.3165 | 70.9347 | 71.6031 | 76.3772 | 84.754 | 95.3517 | 97.5871 | 102.3249 | 110.7626 | 71.9983 | 71.595 | 74.0034 | 83.1931 | 94.5606 | 96.9627 | 101.8582 | 110.5698 | 75.128 | 73.7008 | 75.1631 | 82.0413 | 82.1773 | 93.7015 | 93.8269 | 96.1259 | 96.2433 | 101.192 | 101.289 | 110.156 | 110.048 | 84.8561 | 78.4774 | 77.8939 | 80.0989 | 92.5318 | 95.0844 | 100.3975 | 109.6207 | 88.4871 | 78.9496 | 81.7457 | 81.9032 | 91.4911 | 94.1641 | 99.7034 | 109.2335 | 82.4502 | 81.3393 | 83.2528 | 82.4756 | 90.9261 | 93.7216 | 99.3801 | 109.105 | 83.4211 | 83.277
437 | Aux Cooling Water HX Duty | MMBtu/h | 83.3 | 83.3 | 83.3 | 83.3 | 83.3 | 83.3 | 83.3002 | 83.2999 | 83.3 | 83.3 | 83.3001 | 83.2999 | 83.3002 | 83.2999 | 83.3001 | 83.3 | 83.2999 | 83.3001 | 83.3 | 83.2999 | 83.3 | 83.2999 | 83.3 | 83.3001 | 83.3 | 83.3 | 83.3 | 83.3 | 83.2999 | 83.3 | 83.3001 | 83.3001 | 83.3001 | 83.3 | 83.3001 | 83.3001 | 83.3001 | 83.3 | 83.3002 | 83.3001 | 83.3001 | 83.3001 | 83.2999 | 83.2999 | 83.3001 | 83.3001 | 83.2999 | 83.3 | 83.2999 | 83.3002 | 83.3 | 83.3002 | 83.3 | 83.3 | 83.3001 | 83.3 | 83.3001 | 83.2999 | 83.2999 | 83.2998 | 83.3 | 83.3 | 83.2999 | 83.3 | 83.3 | 83.3 | 83.2999 | 83.2999 | 83.2999 | 83.2999 | 83.3001 | 83.2999 | 83.2999 | 83.3001 | 83.3001 | 83.2999 | 83.3001 | 83.3001 | 83.3001 | 83.2999 | 83.3001 | 83.3002 | 83.2998 | 83.3 | 83.3 | 83.3 | 83.3 | 83.3 | 83.2999 | 83.2999 | 83.2998 | 83.3 | 83.3 | 83.3 | 83.3 | 83.3002 | 83.3001 | 83.2999 | 83.3 | 83.3 | 83.3 | 83.3001 | 83.3 | 83.3 | 83.3002 | 83.3 | 83.3002 | 83.3001 | 83.3 | 83.3 | 83.2999 | 83.3 | 83.3 | 83.3 | 83.3001 | 83.2999 | 83.3 | 83.3 | 83.3 | 83.3 | 83.3 | 83.3001 | 83.3 | 83.2999 | 83.3 | 83.3001 | 83.3001 | 83.3 | 83.3 | 83.3 | 83.2999 | 83.3 | 83.2999 | 83.3 | 83.3001 | 83.3001 | 83.3 | 83.3 | 83.3 | 83.3 | 83.2998 | 83.3 | 83.2998 | 83.2999 | 83.3 | 83.3 | 83.3002 | 83.3001 | 83.3001 | 83.3 | 83.3001 | 83.3001 | 83.3 | 83.2999 | 83.3002 | 83.3001 | 83.3 | 83.2999 | 83.3 | 83.3 | 83.2999 | 83.2997 | 83.3001 | 83.2999 | 83.3 | 83.3 | 83.3001 | 83.3001 | 83.3001 | 83.3 | 83.3001 | 83.3001 | 83.2999 | 83.2999
438
439 | Miscellaneous (Blowdown, Boiler Feed Pumps)
440
441 | HP Evaporator Blowdown (each) | Flow, lb/h | 0 | 0 | 5419.3083 | 5411.8462 | 5388.1204 | 5368.2907 | 5336.3624 | 5329.3868 | 4754.0751 | 4878.0543 | 5084.7063 | 5180.6072 | 5336.7616 | 5329.4448 | 5274.3716 | 4926.2488 | 5004.1351 | 5012.3241 | 4927.5472 | 4892.9323 | 4795.0949 | 4770.3183 | 4714.0387 | 4425.7812 | 3536.5886 | 3583.3989 | 3544.6292 | 3509.7809 | 3563.2509 | 3401.233 | 3497.603 | 3376.3 | 3478.5074 | 3309.8044 | 3431.6526 | 3314.2204 | 3144.5142 | 2739.6078 | 2786.7087 | 2755.8446 | 2718.1122 | 2638.6894 | 2620.978 | 2578.3431 | 2491.8606 | 2153.8547 | 2189.9894 | 2169.62 | 2145.8061 | 2096.8132 | 2084.9733 | 2056.6656 | 2001.1242 | 1895.8001 | 1891.7667 | 1895.8136 | 1903.2971 | 1916.0616 | 1924.5879 | 1926.0744 | 1947.5859 | 3575.0131 | 3600.9318 | 3540.1704 | 3476.8375 | 3524.5201 | 3349.8877 | 3430.9883 | 3321.6126 | 3409.6974 | 3258.24 | 3361.0617 | 3255.1534 | 3112.5763 | 2749.6398 | 2794.4906 | 2764.6226 | 2727.5537 | 2649.865 | 2632.3044 | 2589.5925 | 2503.3926 | 2167.7152 | 2204.3841 | 2183.8242 | 2159.4309 | 2109.3562 | 2097.2402 | 2068.2008 | 2011.0688 | 1905.0042 | 1903.8653 | 1908.0178 | 1915.7393 | 1928.7729 | 1933.7238 | 1939.0588 | 1956.6131 | 3354.9973 | 3396.152 | 3350.4091 | 3295.0891 | 3352.0028 | 3187.0356 | 3276.376 | 3163.9971 | 3258.9368 | 3110.985 | 3217.1321 | 3126.4424 | 2965.1975 | 2576.3692 | 2619.6272 | 2593.1949 | 2561.1999 | 2491.4376 | 2475.8349 | 2441.3034 | 2367.383 | 2044.5472 | 2077.712 | 2058.8839 | 2037.3367 | 1992.9391 | 1981.8667 | 1958.6996 | 1911.7472 | 1786.2426 | 1781.4687 | 1785.2632 | 1792.4507 | 1804.4636 | 1812.8407 | 1814.0391 | 1834.1562 | 3343.4375 | 3366.7681 | 3310.2393 | 3251.77 | 3297.3828 | 3150.1992 | 3224.5069 | 3127.9956 | 3207.859 | 3077.94 | 3168.7924 | 3084.7639 | 2947.6321 | 2594.864 | 2637.0751 | 2610.9151 | 2579.0756 | 2509.6736 | 2494.0234 | 2458.8767 | 2384.2246 | 2060.449 | 2094.575 | 2075.0199 | 2052.8457 | 2006.9552 | 1995.486 | 1971.3967 | 1922.6609 | 1793.2086 | 1788.4641 | 1792.3705 | 1799.5222 | 1811.6216 | 1820.0797 | 1821.1766 | 1841.396 | 1792.9721 | 1793.1245
442 | IP Evaporator Blowdown (each) | Flow, lb/h | 0 | 0 | 218.8423 | 220.7525 | 203.0714 | 193.1517 | 170.9484 | 165.7521 | 280.1893 | 275.0625 | 237.6738 | 214.5777 | 170.8508 | 165.7906 | 158.7138 | 141.8373 | 244.7166 | 210.6652 | 201.1153 | 193.4191 | 211.9269 | 207.0745 | 196.27 | 161.2222 | 456.0026 | 452.477 | 437.1953 | 419.3845 | 423.0574 | 397.1007 | 403.7771 | 391.9713 | 399.889 | 381.4137 | 391.5887 | 374.5279 | 363.9842 | 326.6136 | 335.1369 | 329.7358 | 322.401 | 306.582 | 302.9822 | 294.2164 | 276.8432 | 220.146 | 227.0373 | 224.1597 | 219.5725 | 209.3452 | 206.9153 | 201.3251 | 190.3979 | 177.695 | 178.117 | 178.4231 | 179.4894 | 179.9354 | 179.6124 | 180.4741 | 180.8699 | 355.6257 | 355.0037 | 343.9283 | 331.2663 | 335.7519 | 312.6549 | 321.0135 | 308.4289 | 317.6935 | 298.9727 | 310.3925 | 294.5365 | 281.3349 | 248.4087 | 253.8373 | 250.8092 | 247.1958 | 237.9871 | 235.7995 | 230.1359 | 219.552 | 190.8918 | 195.0607 | 192.6478 | 190.7592 | 185.2776 | 183.8873 | 180.1396 | 173.1629 | 167.938 | 168.8783 | 169.5381 | 170.3551 | 171.2438 | 171.2141 | 171.6097 | 172.2688 | 512.7259 | 509.6488 | 495.1042 | 479.7066 | 483.2983 | 456.3922 | 464.9238 | 450.8259 | 460.6488 | 437.7368 | 451.316 | 429.4352 | 416.268 | 371.6 | 381.461 | 375.2241 | 367.2647 | 350.8647 | 347.143 | 337.2506 | 318.2266 | 256.1584 | 263.8897 | 259.8679 | 255.0689 | 245.0214 | 242.6071 | 236.3588 | 224.2286 | 212.7509 | 213.5631 | 214.1327 | 214.9555 | 216.3985 | 216.1027 | 217.429 | 218.3028 | 414.8542 | 414.231 | 401.7519 | 387.6402 | 392.2583 | 366.7171 | 375.8878 | 361.8128 | 372.1516 | 350.8601 | 363.9074 | 345.594 | 331.6362 | 295.6463 | 301.1138 | 297.3918 | 292.2909 | 282.7501 | 280.5996 | 274.1991 | 262.4203 | 229.4663 | 233.916 | 232.1399 | 229.3112 | 223.5882 | 222.3166 | 218.2161 | 210.3865 | 208.6996 | 209.3872 | 209.8689 | 210.6805 | 212.0237 | 211.6792 | 213.0649 | 213.8575 | 211.6781 | 211.6649
443 | Total Makeup Flow | Flow, lb/h | 8.9375 | 0.03125 | 11272.675 | 11264.4844 | 11175.9987 | 11111.1245 | 11022.8769 | 11005.7497 | 10068.1061 | 10301.4991 | 10643.1877 | 10794.4364 | 11014.4403 | 10997.6146 | 10875.5648 | 10128.1866 | 5248.8513 | 5222.9691 | 5128.6682 | 5086.35 | 5007.0216 | 4977.4013 | 4910.3088 | 4587.0039 | 7980.8471 | 8072.0313 | 7962.6246 | 7857.4997 | 7971.7517 | 7596.5625 | 7805.375 | 7535.5623 | 7756.9376 | 7379.0936 | 7646.3126 | 7379.0936 | 7034.0312 | 6132.7344 | 6243.9689 | 6171.3596 | 6081.2969 | 5890.5785 | 5848.1095 | 5745.3593 | 5537.3746 | 4748.1409 | 4834.1408 | 4787.7344 | 4731.0469 | 4612.2186 | 4584.6721 | 4516.109 | 4383.1408 | 4147.07 | 4139.7738 | 4148.4763 | 4165.6251 | 4192.0311 | 4208.4377 | 4213.0854 | 4257.0013 | 3930.6384 | 3955.9356 | 3884.0987 | 3808.1045 | 3860.2728 | 3662.5424 | 3752.0011 | 3630.0418 | 3727.3903 | 3557.2127 | 3671.4536 | 3549.6904 | 3393.9114 | 2998.0489 | 3048.3276 | 3015.4318 | 2974.7493 | 2887.8525 | 2868.1038 | 2819.7283 | 2722.9441 | 2358.6067 | 2399.4447 | 2376.4721 | 2350.1907 | 2294.6341 | 2281.1275 | 2248.3404 | 2184.2314 | 2072.977 | 2072.7437 | 2077.5557 | 2086.0947 | 2100.0164 | 2104.9379 | 2110.6682 | 2128.8844 | 7735.4967 | 7811.5076 | 7690.7737 | 7549.4998 | 7670.9369 | 7286.7499 | 7482.4994 | 7229.7489 | 7439.2503 | 7097.4982 | 7336.9984 | 7111.4857 | 6763.3383 | 5896 | 6002.117 | 5936.8118 | 5856.8128 | 5684.6249 | 5646.0623 | 5557.1242 | 5371.2503 | 4601.374 | 4683.2501 | 4637.5 | 4584.7499 | 4475.875 | 4448.9999 | 4390.0623 | 4271.9976 | 3997.9911 | 3990.0624 | 3998.7499 | 4014.874 | 4041.7499 | 4057.8739 | 4062.874 | 4104.8724 | 3758.2917 | 3780.9992 | 3711.9917 | 3639.4102 | 3689.6413 | 3516.916 | 3600.3945 | 3489.8084 | 3580.0116 | 3428.7994 | 3532.6996 | 3430.3573 | 3279.2682 | 2890.5105 | 2938.1883 | 2908.3068 | 2871.3665 | 2792.4239 | 2774.6235 | 2733.076 | 2646.6451 | 2289.9158 | 2328.4911 | 2307.1597 | 2282.1569 | 2230.5441 | 2217.8026 | 2189.6132 | 2133.0471 | 2001.9075 | 1997.8511 | 2002.2393 | 2010.2029 | 2023.6452 | 2031.7596 | 2034.2414 | 2055.2537 | 4009.4763 | 4009.9175
444 |  | Temperature, F | 60.0001 | 60.0001 | 60.0001 | 60.0001 | 60.0001 | 60.0001 | 60.0001 | 60.0001 | 60.0001 | 60.0001 | 60.0001 | 60.0001 | 60.0001 | 60.0001 | 60.0001 | 60.0001 | 60.0001 | 60.0001 | 60.0001 | 60.0001 | 60.0001 | 60.0001 | 60.0001 | 60.0001 | 60.0001 | 60.0001 | 60.0001 | 60.0001 | 60.0001 | 60.0001 | 60.0001 | 60.0001 | 60.0001 | 60.0001 | 60.0001 | 60.0001 | 60.0001 | 60.0001 | 60.0001 | 60.0001 | 60.0001 | 60.0001 | 60.0001 | 60.0001 | 60.0001 | 60.0001 | 60.0001 | 60.0001 | 60.0001 | 60.0001 | 60.0001 | 60.0001 | 60.0001 | 60.0001 | 60.0001 | 60.0001 | 60.0001 | 60.0001 | 60.0001 | 60.0001 | 60.0001 | 60.0001 | 60.0001 | 60.0001 | 60.0001 | 60.0001 | 60.0001 | 60.0001 | 60.0001 | 60.0001 | 60.0001 | 60.0001 | 60.0001 | 60.0001 | 60.0001 | 60.0001 | 60.0001 | 60.0001 | 60.0001 | 60.0001 | 60.0001 | 60.0001 | 60.0001 | 60.0001 | 60.0001 | 60.0001 | 60.0001 | 60.0001 | 60.0001 | 60.0001 | 60.0001 | 60.0001 | 60.0001 | 60.0001 | 60.0001 | 60.0001 | 60.0001 | 60.0001 | 60.0001 | 60.0001 | 60.0001 | 60.0001 | 60.0001 | 60.0001 | 60.0001 | 60.0001 | 60.0001 | 60.0001 | 60.0001 | 60.0001 | 60.0001 | 60.0001 | 60.0001 | 60.0001 | 60.0001 | 60.0001 | 60.0001 | 60.0001 | 60.0001 | 60.0001 | 60.0001 | 60.0001 | 60.0001 | 60.0001 | 60.0001 | 60.0001 | 60.0001 | 60.0001 | 60.0001 | 60.0001 | 60.0001 | 60.0001 | 60.0001 | 60.0001 | 60.0001 | 60.0001 | 60.0001 | 60.0001 | 60.0001 | 60.0001 | 60.0001 | 60.0001 | 60.0001 | 60.0001 | 60.0001 | 60.0001 | 60.0001 | 60.0001 | 60.0001 | 60.0001 | 60.0001 | 60.0001 | 60.0001 | 60.0001 | 60.0001 | 60.0001 | 60.0001 | 60.0001 | 60.0001 | 60.0001 | 60.0001 | 60.0001 | 60.0001 | 60.0001 | 60.0001 | 60.0001 | 60.0001 | 60.0001 | 60.0001 | 60.0001 | 60.0001 | 60.0001 | 60.0001 | 60.0001
445 | Boiler Feed Pump Suction | Flow, lb/h | 1171192.8782 | 862104.0935 | 1208767.3504 | 1206703.0283 | 1196297.2892 | 1189516.2172 | 1175957.2479 | 1174528.6513 | 1089134.2881 | 1111706.9084 | 1142995.5555 | 1156542.6198 | 1176031.8524 | 1174542.9373 | 1167105.5045 | 1112633.9089 | 1209879.2748 | 1212957.9005 | 1200841.0201 | 1201929.1346 | 1193500.4145 | 1189739.237 | 1180505.7408 | 1121172.9484 | 892052.2408 | 898477.7509 | 885412.4411 | 872330.4644 | 884879.8921 | 850332.4574 | 868879.6099 | 845788.7264 | 865335.1029 | 836595.7072 | 856982.5746 | 842337.8719 | 804918.958 | 721668.7596 | 730958.3679 | 722910.3688 | 713365.9147 | 693113.5734 | 688579.6839 | 680384.9362 | 660931.0217 | 572690.9734 | 580282.139 | 573814.8027 | 566556.262 | 552483.871 | 548827.1398 | 543238.5492 | 531180.2413 | 481531.3498 | 477683.901 | 477987.0809 | 479192.7371 | 481111.4217 | 484818.0744 | 482788.1973 | 488646.2371 | 901874.6362 | 908816.8222 | 895615.002 | 882629.8524 | 896604.702 | 860344.5387 | 881112.3653 | 855760.3309 | 877528.9688 | 845503.8008 | 868749.4488 | 851773.7526 | 809748.4083 | 718758.6289 | 728009.2682 | 720073.2553 | 710948.2531 | 691050.6799 | 686551.2355 | 678411.4094 | 659274.4052 | 573200.2681 | 580607.4622 | 573937.2652 | 566931.1893 | 553216.3442 | 549631.3603 | 544091.5007 | 532172.3223 | 483245.2689 | 479280.1989 | 479645.6022 | 480800.702 | 482787.7211 | 486803.9824 | 484406.083 | 490638.2564 | 996300.9048 | 1004243.902 | 990959.5407 | 978403.7637 | 992234.9601 | 954974.7791 | 976058.4843 | 950031.0411 | 972262.3856 | 938786.3983 | 963000.3175 | 944239.6691 | 902257.1827 | 808446.0043 | 819025.556 | 809840.4734 | 799055.3625 | 776420.5982 | 771334.2387 | 761655.5759 | 739333.3568 | 640939.7167 | 649553.5988 | 642181.0085 | 634173.0101 | 618757.262 | 614777.9855 | 608251.918 | 594353.2602 | 541887.8111 | 537736.9442 | 538197.6666 | 539533.3251 | 542054.1632 | 546286.8569 | 544145.1525 | 551072.1 | 1007245.5422 | 1015312.3512 | 1000710.5064 | 986384.8569 | 1001845.447 | 959729.6249 | 983123.6882 | 954118.4148 | 978799.8025 | 941550.7328 | 968317.8716 | 947495.2821 | 901267.4827 | 800644.2794 | 810739.6956 | 801552.232 | 790794.7406 | 768475.1407 | 763460.3697 | 753909.0901 | 731956.1632 | 636194.5537 | 644404.8572 | 637238.3816 | 629210.1448 | 613985.8287 | 610083.5376 | 603661.9958 | 589944.2936 | 538945.6163 | 534733.5579 | 535107.7709 | 536385.8886 | 538802.7567 | 542936.7185 | 540905.7303 | 547714.5011 | 614730.2069 | 562468.4915
446 |  | Pressure, psia | 136.5741 | 122.8536 | 136.1894 | 136.3565 | 136.366 | 136.5839 | 136.2594 | 136.2362 | 129.2892 | 130.9369 | 133.2427 | 134.6268 | 136.2633 | 136.2354 | 135.8065 | 131.2679 | 84.7041 | 53.0115 | 53.0115 | 53.0115 | 84.5408 | 84.7588 | 85.382 | 83.6262 | 124.6383 | 124.7284 | 123.8515 | 122.8205 | 123.9529 | 120.9457 | 122.8066 | 120.5176 | 122.5416 | 119.5813 | 121.8754 | 120.3921 | 116.8119 | 104.1058 | 105.5579 | 104.9366 | 104.6215 | 104.2224 | 104.0879 | 103.6698 | 102.5842 | 92.7533 | 93.6721 | 92.3617 | 92.0834 | 92.3058 | 92.2588 | 92.0747 | 91.5166 | 86.5114 | 86.5641 | 86.9125 | 86.7145 | 88.0941 | 88.4483 | 88.9004 | 89.9184 | 93.9169 | 93.5272 | 91.5297 | 89.6183 | 89.9745 | 89.5401 | 90.4425 | 89.4466 | 90.4704 | 89.1387 | 90.4483 | 89.9278 | 88.3532 | 82.3607 | 82.2035 | 81.5142 | 80.0132 | 80.2622 | 80.4831 | 80.4953 | 80.2899 | 73.303 | 73.4161 | 74.2449 | 73.0825 | 73.0399 | 73.2241 | 73.4929 | 73.5468 | 72.6242 | 71.3733 | 71.0339 | 71.0048 | 71.5952 | 71.9134 | 72.6336 | 73.6577 | 124.6497 | 124.7297 | 123.8517 | 122.8163 | 123.9474 | 120.9427 | 122.8029 | 120.5137 | 122.5368 | 119.5793 | 121.8732 | 120.3909 | 116.8104 | 104.1004 | 105.554 | 104.9346 | 104.6182 | 104.2191 | 104.0825 | 103.6686 | 102.5845 | 92.7487 | 93.6682 | 92.3588 | 92.0785 | 92.3018 | 92.2618 | 92.0748 | 91.5181 | 86.51 | 86.563 | 86.911 | 86.7136 | 88.0962 | 88.4468 | 88.9025 | 89.9217 | 93.912 | 93.53 | 91.5241 | 89.6158 | 89.9618 | 89.5375 | 90.4393 | 89.4438 | 90.467 | 89.1364 | 90.4467 | 89.9296 | 88.3523 | 82.3565 | 82.1992 | 81.5077 | 80.0093 | 80.2579 | 80.4816 | 80.4942 | 80.2961 | 73.301 | 73.4134 | 74.2404 | 73.0825 | 73.0432 | 73.2281 | 73.4957 | 73.5486 | 72.6197 | 71.3723 | 71.0269 | 71.0001 | 71.5942 | 71.9145 | 72.6323 | 73.6571 | 91.9736 | 91.9693
447 |  | Temperature, F | 331.5407 | 321.3216 | 331.2693 | 331.3873 | 331.394 | 331.5475 | 331.3189 | 331.3024 | 326.2599 | 327.4817 | 329.164 | 330.159 | 331.3215 | 331.3018 | 330.9985 | 327.7251 | 284.1285 | 227.8477 | 227.8477 | 227.8477 | 283.9262 | 284.1962 | 284.9623 | 282.7841 | 322.7187 | 322.7887 | 322.1055 | 321.2953 | 322.1847 | 319.8029 | 321.2845 | 319.4586 | 321.075 | 318.7006 | 320.5461 | 319.3574 | 316.4194 | 305.0998 | 306.4725 | 305.888 | 305.5897 | 305.2108 | 305.0827 | 304.6831 | 303.6366 | 293.4999 | 294.5026 | 293.0688 | 292.7608 | 293.007 | 292.955 | 292.7512 | 292.1301 | 286.3319 | 286.3953 | 286.8125 | 286.5758 | 288.2118 | 288.6264 | 289.1525 | 290.3245 | 294.7678 | 294.3453 | 292.1446 | 289.9809 | 290.3886 | 289.8909 | 290.9212 | 289.7834 | 290.9527 | 289.4283 | 290.9277 | 290.3351 | 288.5153 | 281.1751 | 280.9729 | 280.0798 | 278.0982 | 278.4306 | 278.724 | 278.7402 | 278.4675 | 268.5403 | 268.7121 | 269.9584 | 268.2045 | 268.1393 | 268.4205 | 268.8285 | 268.9101 | 267.5012 | 265.5468 | 265.0073 | 264.9607 | 265.8972 | 266.3971 | 267.5158 | 269.0776 | 322.7275 | 322.7896 | 322.1056 | 321.292 | 322.1805 | 319.8006 | 321.2814 | 319.4553 | 321.0712 | 318.699 | 320.5445 | 319.3563 | 316.4182 | 305.0947 | 306.469 | 305.886 | 305.5867 | 305.2076 | 305.0775 | 304.682 | 303.6369 | 293.4948 | 294.4983 | 293.0655 | 292.7554 | 293.0025 | 292.9582 | 292.7512 | 292.1319 | 286.3301 | 286.3938 | 286.8107 | 286.5745 | 288.2142 | 288.6246 | 289.155 | 290.3281 | 294.7624 | 294.3484 | 292.1385 | 289.9778 | 290.374 | 289.888 | 290.9174 | 289.7802 | 290.9489 | 289.4256 | 290.9259 | 290.3371 | 288.5142 | 281.1697 | 280.9674 | 280.0713 | 278.0929 | 278.4249 | 278.7222 | 278.7388 | 278.4756 | 268.5373 | 268.7081 | 269.9517 | 268.2045 | 268.1443 | 268.4264 | 268.8327 | 268.9128 | 267.4944 | 265.5451 | 264.992 | 264.9488 | 265.8958 | 266.3942 | 267.5138 | 269.0767 | 292.6391 | 292.6342
448 | IP Bleed (no CV at pump) | Flow, lb/h | 102782.1302 | 160514.0214 | 119486.0756 | 118922.1768 | 113285.0138 | 110489.8852 | 103348.4894 | 103321.981 | 133564.8953 | 131218.1079 | 120969.9907 | 115240.6833 | 103343.1718 | 103324.1239 | 106094.3315 | 101989.1003 | 148878.7368 | 148729.4485 | 147581.5711 | 149291.76 | 150125.6636 | 149537.7167 | 147962.8477 | 137084.4018 | 181198.1164 | 178214.2542 | 172942.1771 | 166864.1334 | 168666.1493 | 158946.3747 | 161986.1109 | 157139.8349 | 160561.9588 | 156178.6275 | 158003.5803 | 158208.1077 | 152161.255 | 147416.8063 | 147631.0164 | 144701.5203 | 141356.0645 | 135096.1922 | 133694.0246 | 131850.5 | 126890.2538 | 107964.7613 | 108431.4362 | 106123.3002 | 103471.3487 | 98904.4428 | 97720.9298 | 96519.1626 | 93732.6849 | 78055.0354 | 76995.4214 | 76531.7704 | 76364.0293 | 75973.6098 | 76057.8493 | 75889.6003 | 75815.2022 | 176180.9644 | 174031.3233 | 168466.4633 | 162484.5324 | 166479.8409 | 158664.465 | 163820.667 | 158014.6916 | 163215.6564 | 156716.1767 | 161702.5344 | 159806.7073 | 148664.4473 | 136377.7227 | 136349.5476 | 133722.914 | 131125.8841 | 125762.6149 | 124547.3553 | 123124.0763 | 119186.0703 | 105008.7568 | 104978.4388 | 102575.3805 | 100461.7718 | 96751.4683 | 95752.6411 | 94861.3556 | 92773.4616 | 78176.6883 | 76340.5369 | 75925.593 | 75646.2548 | 75264.4227 | 76499.6111 | 75042.387 | 76253.1623 | 321946.3924 | 321617.1008 | 317527.3462 | 311476.7633 | 315285.0844 | 300717.764 | 307114.226 | 298282.2448 | 305225.5419 | 292869.9272 | 301027.1345 | 292299.3615 | 280835.1117 | 263946.7186 | 266078.5816 | 261180.4794 | 255497.6807 | 245048.6869 | 242696.6613 | 237747.6851 | 227456.7894 | 196016.473 | 198057.0645 | 194569.8601 | 190733.1258 | 183946.022 | 182304.7232 | 179096.5714 | 172700.1887 | 159123.9969 | 157955.643 | 157695.7177 | 157711.7498 | 158063.1052 | 158673.5921 | 158472.9537 | 159726.071 | 323852.3783 | 323264.987 | 315628.5825 | 307504.2329 | 313240.3658 | 294211.3794 | 303177.8074 | 291303.8678 | 300895.7036 | 285000.2646 | 295765.0576 | 285612.8944 | 269573.0877 | 246574.4281 | 247837.4663 | 243225.5595 | 237957.4507 | 228563.7136 | 226457.2479 | 222061.218 | 212988.1215 | 187328.4626 | 188578.0878 | 185500.97 | 181941.7009 | 175914.3724 | 174484.3472 | 171669.8531 | 166042.0554 | 154953.2091 | 153727.4731 | 153370.7208 | 153330.7201 | 153566.0417 | 154086.8446 | 153975.0966 | 155100.5926 | 159685.8322 | 156001.4021
449 |  | Pressure, psia | 787.3892 | 685.5015 | 782.1259 | 782.5237 | 783.9258 | 784.9842 | 786.5397 | 786.712 | 792.5646 | 790.9525 | 788.6507 | 787.8993 | 786.5334 | 786.7089 | 787.3732 | 791.0699 | 748.2652 | 734.6027 | 736.3267 | 736.1727 | 750.4317 | 751.0675 | 752.6708 | 759.5077 | 674.2506 | 671.5496 | 676.5014 | 681.2462 | 676.803 | 688.9009 | 682.6708 | 690.4187 | 683.9426 | 693.4037 | 686.8806 | 691.7085 | 703.6783 | 724.5539 | 722.3946 | 724.6902 | 727.6504 | 733.9541 | 735.3066 | 737.6102 | 742.8874 | 761.6058 | 760.1637 | 761.0796 | 762.7982 | 766.5092 | 767.3963 | 768.6734 | 771.2866 | 779.8536 | 780.7203 | 780.847 | 780.4755 | 780.8246 | 780.2113 | 780.9112 | 780.1988 | 648.1632 | 644.8169 | 649.336 | 653.7334 | 647.8816 | 663.13 | 654.9214 | 664.975 | 656.4758 | 668.9938 | 660.1898 | 666.9288 | 682.7032 | 712.0104 | 708.7803 | 711.0848 | 713.304 | 719.9668 | 721.5349 | 724.1304 | 729.9681 | 750.9157 | 748.9987 | 751.1735 | 752.4587 | 755.9768 | 756.9733 | 758.4936 | 761.467 | 772.4407 | 772.7566 | 772.5273 | 772.2597 | 772.0804 | 771.3286 | 772.1872 | 771.2643 | 625.9701 | 622.0434 | 628.0172 | 633.3972 | 627.4578 | 643.2042 | 634.5269 | 645.2032 | 636.1625 | 649.7244 | 640.1022 | 647.8091 | 664.0692 | 693.4917 | 690.4069 | 693.5258 | 697.4085 | 705.5236 | 707.2764 | 710.4699 | 717.5596 | 742.6784 | 740.6866 | 742.0765 | 744.2528 | 748.8126 | 749.9116 | 751.6245 | 755.1103 | 765.809 | 766.8592 | 766.9418 | 766.5032 | 766.6636 | 765.8152 | 766.6071 | 765.4689 | 597.799 | 593.3487 | 599.4968 | 605.447 | 597.8437 | 618.5048 | 607.6366 | 621.1382 | 609.8054 | 626.8933 | 614.9479 | 624.6156 | 644.7683 | 682.5604 | 678.5716 | 681.7122 | 684.9362 | 693.3671 | 695.3176 | 698.7573 | 706.3422 | 733.2821 | 730.8925 | 733.4375 | 735.2287 | 739.6 | 740.7959 | 742.7293 | 746.5396 | 759.3664 | 759.8364 | 759.5904 | 759.2632 | 758.9313 | 758.0499 | 758.8856 | 757.6619 | 749.7523 | 763.7804
450 |  | Temperature, F | 333.2268 | 322.6451 | 332.9193 | 333.0396 | 333.0558 | 333.2161 | 332.9994 | 332.9843 | 328.0143 | 329.2146 | 330.8693 | 331.8543 | 333.0019 | 332.9838 | 332.6866 | 329.4577 | 285.6092 | 229.1468 | 229.1569 | 229.156 | 285.4206 | 285.6947 | 286.4719 | 284.3458 | 324.0219 | 324.0871 | 323.4121 | 322.6102 | 323.4922 | 321.1317 | 322.6021 | 320.79 | 322.3949 | 320.0378 | 321.8716 | 320.6916 | 317.777 | 306.4964 | 307.8644 | 307.2861 | 306.9968 | 306.6388 | 306.5157 | 306.1243 | 305.0989 | 295.0729 | 296.064 | 294.638 | 294.3441 | 294.6218 | 294.5779 | 294.3865 | 293.7929 | 288.1184 | 288.1947 | 288.6125 | 288.3708 | 290.0061 | 290.41 | 290.9446 | 292.1016 | 295.9785 | 295.5501 | 293.3523 | 291.1915 | 291.5902 | 291.1183 | 292.1356 | 291.0142 | 292.17 | 290.6663 | 292.1517 | 291.5708 | 289.7798 | 282.4963 | 282.2844 | 281.3963 | 279.4176 | 279.7723 | 280.0719 | 280.0976 | 279.8478 | 270.0282 | 270.1859 | 271.4495 | 269.7042 | 269.6684 | 269.9586 | 270.3808 | 270.4915 | 269.218 | 267.2703 | 266.7277 | 266.6772 | 267.6103 | 268.0986 | 269.2288 | 270.7761 | 323.9618 | 324.0199 | 323.3408 | 322.5317 | 323.4151 | 321.0498 | 322.5223 | 320.7067 | 322.3137 | 319.9554 | 321.7908 | 320.6111 | 317.6937 | 306.4123 | 307.782 | 307.2051 | 306.914 | 306.5531 | 306.4271 | 306.0388 | 305.011 | 294.9503 | 295.945 | 294.5176 | 294.2182 | 294.49 | 294.4522 | 294.2555 | 293.6583 | 287.9465 | 288.0205 | 288.4377 | 288.1976 | 289.8367 | 290.2384 | 290.7757 | 291.9369 | 295.9144 | 295.4962 | 293.2862 | 291.126 | 291.5166 | 291.0488 | 292.0696 | 290.9439 | 292.1032 | 290.5956 | 292.0852 | 291.506 | 289.7073 | 282.4191 | 282.2079 | 281.3167 | 279.3409 | 279.6922 | 279.9946 | 280.0197 | 279.7754 | 269.9172 | 270.0768 | 271.3347 | 269.5937 | 269.5572 | 269.8466 | 270.2649 | 270.3697 | 269.0544 | 267.109 | 266.5531 | 266.5067 | 267.451 | 267.9411 | 269.0692 | 270.6213 | 294.132 | 294.2256
451 | IP FW Control Valve (btwn ECON & EVAP) | CV dP, psi | 128.3005 | 196.9582 | 113.5925 | 113.7408 | 118.9871 | 121.9753 | 128.3319 | 128.9222 | 188.8608 | 173.3202 | 152.4791 | 142.8264 | 128.2197 | 128.9082 | 133.5493 | 166.1359 | 332.3321 | 321.1552 | 324.3163 | 324.4731 | 338.0496 | 339.1051 | 341.6067 | 351.4115 | 174.6671 | 167.2416 | 178.7593 | 189.9474 | 178.712 | 209.1409 | 192.793 | 213.0161 | 195.8944 | 221.2372 | 203.3336 | 216.8256 | 249.5328 | 307.5486 | 305.0003 | 308.0281 | 311.8741 | 319.7907 | 321.4957 | 324.5746 | 331.3303 | 353.5623 | 351.8645 | 353.0821 | 355.1993 | 359.6436 | 360.6967 | 362.3215 | 365.5843 | 374.8798 | 375.7812 | 375.9351 | 375.5517 | 375.919 | 375.3252 | 375.9998 | 375.2855 | 225.3466 | 222.3843 | 228.2795 | 234.1717 | 227.5899 | 245.7579 | 236.4109 | 248.0711 | 238.3524 | 253.0836 | 242.8911 | 251.2428 | 268.7204 | 299.9821 | 296.6036 | 299.3974 | 302.1396 | 309.8189 | 311.6163 | 314.7122 | 321.4757 | 344.175 | 342.1549 | 344.6016 | 346.1289 | 350.1197 | 351.2282 | 352.9981 | 356.425 | 367.8167 | 368.1452 | 367.929 | 367.6604 | 367.482 | 366.7388 | 367.5912 | 366.657 | 117.6836 | 109.0079 | 121.672 | 133.445 | 120.6715 | 155.0983 | 136.0229 | 159.5612 | 139.5681 | 169.5752 | 148.1703 | 164.9923 | 202.4389 | 272.8847 | 269.2933 | 273.2974 | 278.2172 | 288.1723 | 290.3271 | 294.4649 | 303.3158 | 332.6606 | 330.3426 | 332.1382 | 334.7779 | 340.1588 | 341.4455 | 343.5861 | 347.8687 | 359.3384 | 360.4113 | 360.5144 | 360.0736 | 360.2121 | 359.3863 | 360.1281 | 358.9675 | 169.5294 | 165.5345 | 173.333 | 181.0735 | 172.6332 | 196.7974 | 184.5795 | 200.014 | 187.2197 | 207.0063 | 193.3717 | 205.0445 | 227.1738 | 267.2464 | 263.1228 | 266.8826 | 270.8098 | 280.4358 | 282.6496 | 286.7103 | 295.4294 | 324.5591 | 322.0509 | 324.8845 | 327.0066 | 331.9401 | 333.2609 | 335.5016 | 339.879 | 353.03 | 353.5253 | 353.3041 | 352.9775 | 352.6288 | 351.7727 | 352.5576 | 351.3175 | 343.4849 | 357.5134
452
453 | Boiler Feed Pump Discharge (before CV) | Flow, lb/h | 1068410.9067 | 701589.9134 | 1089281.1161 | 1087781.0896 | 1083011.9579 | 1079026.1733 | 1072608.5998 | 1071206.9878 | 955569.234 | 980488.7211 | 1022025.9617 | 1041302.4921 | 1072688.7599 | 1071218.0991 | 1061010.7762 | 1010644.8086 | 1061000.4586 | 1064228.2933 | 1053259.8459 | 1052637.6127 | 1043374.7509 | 1040201.679 | 1032542.8138 | 984088.7846 | 710854.2831 | 720263.1792 | 712470.5021 | 705465.9341 | 716213.4253 | 691386.162 | 706893.7371 | 688648.8915 | 704773.541 | 680417.2384 | 698978.8356 | 684129.7642 | 652757.7823 | 574251.9533 | 583327.4308 | 578208.8485 | 572009.9296 | 558017.3813 | 554885.58 | 548534.4362 | 534040.7679 | 464726.2121 | 471850.7028 | 467691.4231 | 463084.9927 | 453579.5076 | 451106.21 | 446719.3866 | 437447.5564 | 403476.3223 | 400688.416 | 401455.3343 | 402828.7712 | 405137.8596 | 408760.225 | 406898.6049 | 412831.0905 | 725693.5925 | 734785.737 | 727148.1419 | 720145.7169 | 730124.7817 | 701679.8356 | 717291.6189 | 697745.2424 | 714312.9949 | 688788.021 | 707047.0731 | 691966.8865 | 661083.9609 | 582380.8268 | 591659.7206 | 586350.3413 | 579822.4484 | 565287.9857 | 562003.8801 | 555287.3331 | 540088.3349 | 468191.5907 | 475629.0234 | 471361.8847 | 466469.4175 | 456464.8759 | 453878.7192 | 449230.1452 | 439398.8607 | 405068.5726 | 402939.7256 | 403719.9774 | 405154.4472 | 407523.2985 | 410304.3793 | 409363.6484 | 414385.0862 | 674354.5124 | 682626.5631 | 673432.3533 | 666926.9211 | 676949.5582 | 654257.0151 | 668944.2583 | 651749.1931 | 667036.5262 | 645916.1537 | 661973.1036 | 651940.1489 | 621421.8328 | 544499.6032 | 552946.8156 | 548659.994 | 543557.6024 | 531371.9113 | 528637.5774 | 523907.8908 | 511876.4881 | 444923.3232 | 451496.455 | 447611.1483 | 443439.8843 | 434811.2401 | 432473.2623 | 429155.3467 | 421653.0715 | 382763.8142 | 379781.3013 | 380501.8695 | 381821.6547 | 383991.058 | 387613.3442 | 385672.2782 | 391346.1084 | 683393.2433 | 692047.5229 | 685082.0826 | 678880.7827 | 688605.0019 | 665518.0867 | 679945.9602 | 662814.1502 | 677904.3369 | 656550.5476 | 672552.9727 | 661882.229 | 631694.5537 | 554069.9307 | 562902.1499 | 558326.355 | 552837.2899 | 539911.427 | 537003.1217 | 531847.8721 | 518968.0418 | 448866.0911 | 455826.8488 | 451737.4116 | 447268.3645 | 438071.4563 | 435599.2698 | 431992.1427 | 423902.2381 | 383992.4073 | 381006.0054 | 381737.1294 | 383055.1685 | 385236.7149 | 388849.8739 | 386930.6337 | 392613.9085 | 455044.3747 | 406467.0894
454 |  | Pressure, psia | 3114.6899 | 2863.2394 | 3101.0506 | 3101.9135 | 3105.3219 | 3107.8369 | 3112.407 | 3113.1917 | 3171.8551 | 3159.1048 | 3138.215 | 3128.3046 | 3112.3649 | 3113.183 | 3118.516 | 3147.1929 | 3142.8548 | 3194.2344 | 3200.7292 | 3200.8438 | 3152.6898 | 3154.3012 | 3158.091 | 3187.2189 | 2839.5983 | 2825.985 | 2840.8224 | 2854.6184 | 2836.7323 | 2880.0217 | 2854.453 | 2885.0226 | 2858.4053 | 2898.0253 | 2868.5681 | 2891.4115 | 2940.7882 | 3053.2838 | 3040.96 | 3048.7586 | 3057.7843 | 3077.1498 | 3081.4385 | 3089.8333 | 3108.945 | 3196.0619 | 3187.992 | 3193.9182 | 3199.4456 | 3209.7317 | 3212.4613 | 3217.1301 | 3227.0666 | 3266.0121 | 3268.572 | 3267.6525 | 3266.7199 | 3263.4015 | 3259.8959 | 3261.0925 | 3254.9545 | 2831.1817 | 2817.4597 | 2833.7866 | 2849.0939 | 2830.8655 | 2880.103 | 2852.5197 | 2886.576 | 2857.5307 | 2901.1595 | 2869.7284 | 2894.4109 | 2946.4157 | 3063.9035 | 3052.1424 | 3060.5995 | 3071.4063 | 3091.0807 | 3095.2664 | 3103.8802 | 3123.4444 | 3215.0241 | 3207.253 | 3211.1168 | 3218.2788 | 3229.2929 | 3231.8267 | 3236.2025 | 3246.081 | 3282.062 | 3286.2246 | 3286.1695 | 3285.0295 | 3282.1244 | 3278.919 | 3278.98 | 3272.7622 | 2831.2905 | 2818.3111 | 2835.1732 | 2848.6196 | 2830.7292 | 2873.8011 | 2847.629 | 2878.8788 | 2851.5856 | 2890.4572 | 2861.6121 | 2881.4402 | 2932.582 | 3048.3757 | 3036.0939 | 3043.7519 | 3052.4687 | 3071.4991 | 3075.7284 | 3083.4096 | 3101.7989 | 3191.3888 | 3183.3711 | 3189.4583 | 3195.006 | 3205.2558 | 3208.0231 | 3212.2858 | 3221.6741 | 3265.0331 | 3267.8091 | 3266.8954 | 3265.9715 | 3262.6081 | 3258.9851 | 3260.2556 | 3254.0306 | 2828.9162 | 2815.2899 | 2831.9809 | 2847.484 | 2828.5391 | 2875.3138 | 2847.3679 | 2881.0065 | 2851.764 | 2893.928 | 2862.8319 | 2884.8239 | 2938.9085 | 3060.1035 | 3048.4294 | 3056.83 | 3067.4439 | 3086.8485 | 3090.9487 | 3098.8068 | 3117.611 | 3211.5983 | 3203.9287 | 3207.8984 | 3215.1184 | 3226.118 | 3228.6968 | 3232.6346 | 3241.9098 | 3282.4522 | 3287.237 | 3287.2413 | 3286.1579 | 3283.2774 | 3279.5137 | 3280.1243 | 3273.3467 | 3192.4084 | 3239.6443
455 |  | Flow, gpm | 2367.5791 | 1545.0491 | 2413.4213 | 2410.2741 | 2399.7167 | 2391.1125 | 2376.5546 | 2373.4248 | 2110.662 | 2167.321 | 2261.47 | 2305.5367 | 2376.7359 | 2373.4486 | 2350.3914 | 2234.3124 | 2287.7906 | 2232.6089 | 2209.5986 | 2208.2932 | 2249.5419 | 2243.0243 | 2227.4224 | 2120.4282 | 1566.7679 | 1587.5727 | 1569.75 | 1553.5604 | 1578.0719 | 1521.1939 | 1556.6946 | 1514.8597 | 1551.8305 | 1496.0758 | 1538.5834 | 1504.8279 | 1433.3175 | 1252.6682 | 1273.4651 | 1261.8682 | 1248.1268 | 1217.3314 | 1210.4107 | 1196.2837 | 1163.9812 | 1007.1772 | 1023.1834 | 1013.3632 | 1003.2125 | 982.7531 | 977.3663 | 967.7535 | 947.3444 | 871.0278 | 865.0388 | 866.8893 | 869.7441 | 875.5029 | 883.5292 | 879.7565 | 893.1525 | 1573.859 | 1593.2058 | 1574.7379 | 1557.7304 | 1579.6668 | 1517.713 | 1552.3526 | 1509.1143 | 1545.9329 | 1489.4535 | 1530.1869 | 1497.0664 | 1428.8373 | 1253.7918 | 1273.6317 | 1261.607 | 1246.2618 | 1215.2336 | 1208.3597 | 1193.9287 | 1161.0829 | 1001.3706 | 1017.3666 | 1008.8799 | 997.517 | 976.0906 | 970.699 | 960.9566 | 939.9653 | 865.906 | 860.5056 | 861.938 | 864.9803 | 870.4477 | 876.6089 | 875.094 | 886.5313 | 1486.328 | 1504.6165 | 1483.7394 | 1468.6879 | 1491.5559 | 1439.5 | 1473.121 | 1433.6866 | 1468.7346 | 1420.2147 | 1457.1254 | 1434.0219 | 1364.5094 | 1187.7632 | 1207.1387 | 1197.3801 | 1186.0417 | 1159.2014 | 1153.1507 | 1142.5757 | 1115.6728 | 964.2568 | 979.044 | 969.8528 | 960.6511 | 942.0863 | 936.9979 | 929.7035 | 913.1405 | 826.3127 | 819.9022 | 821.6423 | 824.3873 | 829.8057 | 837.8197 | 833.8642 | 846.6718 | 1482.115 | 1500.5409 | 1483.6331 | 1468.4688 | 1489.8245 | 1439.4939 | 1471.5266 | 1433.5612 | 1467.1334 | 1419.7402 | 1455.5336 | 1431.9799 | 1365.3155 | 1192.8386 | 1211.7234 | 1201.3045 | 1188.2571 | 1160.6765 | 1154.6047 | 1143.5304 | 1115.6832 | 960.0356 | 975.008 | 966.8733 | 956.4567 | 936.761 | 931.608 | 924.0844 | 906.816 | 820.8491 | 813.6639 | 814.9986 | 817.7948 | 822.8442 | 830.7705 | 827.1382 | 839.9538 | 985.7277 | 880.4961
456 | HP Feedwater entering HP FW CV (upstream of HPEC) | Flow, lb/h | 1068410.9067 | 701589.9134 | 1089281.1161 | 1087781.0896 | 1083011.9579 | 1079026.1733 | 1072608.5998 | 1071206.9878 | 955569.234 | 980488.7211 | 1022025.9617 | 1041302.4921 | 1072688.7599 | 1071218.0991 | 1061010.7762 | 1010644.8086 | 1061000.4586 | 1064228.2933 | 1053259.8459 | 1052637.6127 | 1043374.7509 | 1040201.679 | 1032542.8138 | 984088.7846 | 710854.2831 | 720263.1792 | 712470.5021 | 705465.9341 | 716213.4253 | 691386.162 | 706893.7371 | 688648.8915 | 704773.541 | 680417.2384 | 698978.8356 | 684129.7642 | 652757.7823 | 574251.9533 | 583327.4308 | 578208.8485 | 572009.9296 | 558017.3813 | 554885.58 | 548534.4362 | 534040.7679 | 464726.2121 | 471850.7028 | 467691.4231 | 463084.9927 | 453579.5076 | 451106.21 | 446719.3866 | 437447.5564 | 403476.3223 | 400688.416 | 401455.3343 | 402828.7712 | 405137.8596 | 408760.225 | 406898.6049 | 412831.0905 | 725693.5925 | 734785.737 | 727148.1419 | 720145.7169 | 730124.7817 | 701679.8356 | 717291.6189 | 697745.2424 | 714312.9949 | 688788.021 | 707047.0731 | 691966.8865 | 661083.9609 | 582380.8268 | 591659.7206 | 586350.3413 | 579822.4484 | 565287.9857 | 562003.8801 | 555287.3331 | 540088.3349 | 468191.5907 | 475629.0234 | 471361.8847 | 466469.4175 | 456464.8759 | 453878.7192 | 449230.1452 | 439398.8607 | 405068.5726 | 402939.7256 | 403719.9774 | 405154.4472 | 407523.2985 | 410304.3793 | 409363.6484 | 414385.0862 | 674354.5124 | 682626.5631 | 673432.3533 | 666926.9211 | 676949.5582 | 654257.0151 | 668944.2583 | 651749.1931 | 667036.5262 | 645916.1537 | 661973.1036 | 651940.1489 | 621421.8328 | 544499.6032 | 552946.8156 | 548659.994 | 543557.6024 | 531371.9113 | 528637.5774 | 523907.8908 | 511876.4881 | 444923.3232 | 451496.455 | 447611.1483 | 443439.8843 | 434811.2401 | 432473.2623 | 429155.3467 | 421653.0715 | 382763.8142 | 379781.3013 | 380501.8695 | 381821.6547 | 383991.058 | 387613.3442 | 385672.2782 | 391346.1084 | 683393.2433 | 692047.5229 | 685082.0826 | 678880.7827 | 688605.0019 | 665518.0867 | 679945.9602 | 662814.1502 | 677904.3369 | 656550.5476 | 672552.9727 | 661882.229 | 631694.5537 | 554069.9307 | 562902.1499 | 558326.355 | 552837.2899 | 539911.427 | 537003.1217 | 531847.8721 | 518968.0418 | 448866.0911 | 455826.8488 | 451737.4116 | 447268.3645 | 438071.4563 | 435599.2698 | 431992.1427 | 423902.2381 | 383992.4073 | 381006.0054 | 381737.1294 | 383055.1685 | 385236.7149 | 388849.8739 | 386930.6337 | 392613.9085 | 455044.3747 | 406467.0894
457 |  | Pressure, psia | 3114.6899 | 2863.2394 | 3101.0506 | 3101.9135 | 3105.3219 | 3107.8369 | 3112.407 | 3113.1917 | 3171.8551 | 3159.1048 | 3138.215 | 3128.3046 | 3112.3649 | 3113.183 | 3118.516 | 3147.1929 | 3142.8548 | 3194.2344 | 3200.7292 | 3200.8438 | 3152.6898 | 3154.3012 | 3158.091 | 3187.2189 | 2839.5983 | 2825.985 | 2840.8224 | 2854.6184 | 2836.7323 | 2880.0217 | 2854.453 | 2885.0226 | 2858.4053 | 2898.0253 | 2868.5681 | 2891.4115 | 2940.7882 | 3053.2838 | 3040.96 | 3048.7586 | 3057.7843 | 3077.1498 | 3081.4385 | 3089.8333 | 3108.945 | 3196.0619 | 3187.992 | 3193.9182 | 3199.4456 | 3209.7317 | 3212.4613 | 3217.1301 | 3227.0666 | 3266.0121 | 3268.572 | 3267.6525 | 3266.7199 | 3263.4015 | 3259.8959 | 3261.0925 | 3254.9545 | 2831.1817 | 2817.4597 | 2833.7866 | 2849.0939 | 2830.8655 | 2880.103 | 2852.5197 | 2886.576 | 2857.5307 | 2901.1595 | 2869.7284 | 2894.4109 | 2946.4157 | 3063.9035 | 3052.1424 | 3060.5995 | 3071.4063 | 3091.0807 | 3095.2664 | 3103.8802 | 3123.4444 | 3215.0241 | 3207.253 | 3211.1168 | 3218.2788 | 3229.2929 | 3231.8267 | 3236.2025 | 3246.081 | 3282.062 | 3286.2246 | 3286.1695 | 3285.0295 | 3282.1244 | 3278.919 | 3278.98 | 3272.7622 | 2831.2905 | 2818.3111 | 2835.1732 | 2848.6196 | 2830.7292 | 2873.8011 | 2847.629 | 2878.8788 | 2851.5856 | 2890.4572 | 2861.6121 | 2881.4402 | 2932.582 | 3048.3757 | 3036.0939 | 3043.7519 | 3052.4687 | 3071.4991 | 3075.7284 | 3083.4096 | 3101.7989 | 3191.3888 | 3183.3711 | 3189.4583 | 3195.006 | 3205.2558 | 3208.0231 | 3212.2858 | 3221.6741 | 3265.0331 | 3267.8091 | 3266.8954 | 3265.9715 | 3262.6081 | 3258.9851 | 3260.2556 | 3254.0306 | 2828.9162 | 2815.2899 | 2831.9809 | 2847.484 | 2828.5391 | 2875.3138 | 2847.3679 | 2881.0065 | 2851.764 | 2893.928 | 2862.8319 | 2884.8239 | 2938.9085 | 3060.1035 | 3048.4294 | 3056.83 | 3067.4439 | 3086.8485 | 3090.9487 | 3098.8068 | 3117.611 | 3211.5983 | 3203.9287 | 3207.8984 | 3215.1184 | 3226.118 | 3228.6968 | 3232.6346 | 3241.9098 | 3282.4522 | 3287.237 | 3287.2413 | 3286.1579 | 3283.2774 | 3279.5137 | 3280.1243 | 3273.3467 | 3192.4084 | 3239.6443
458 |  | Temperature, F | 339.4994 | 327.781 | 339.0982 | 339.2263 | 339.2627 | 339.4423 | 339.2505 | 339.2415 | 334.7996 | 335.872 | 337.3293 | 338.2333 | 339.2528 | 339.2407 | 338.9851 | 335.957 | 291.3318 | 234.2367 | 234.2955 | 234.2973 | 291.2216 | 291.5137 | 292.3365 | 290.4348 | 329.139 | 329.1694 | 328.5153 | 327.7306 | 328.5822 | 326.2905 | 327.7168 | 325.956 | 327.5154 | 325.2295 | 327.0085 | 325.8756 | 323.0685 | 312.1165 | 313.4376 | 312.8875 | 312.6389 | 312.3813 | 312.2812 | 311.9362 | 311.0211 | 301.6117 | 302.5254 | 301.134 | 300.8952 | 301.3018 | 301.2912 | 301.1585 | 300.6919 | 295.5074 | 295.6354 | 296.044 | 295.7745 | 297.3873 | 297.7318 | 298.3055 | 299.3731 | 300.7179 | 300.2536 | 298.0575 | 295.8971 | 296.2659 | 295.8903 | 296.8617 | 295.7999 | 296.9071 | 295.4833 | 296.915 | 296.3853 | 294.7055 | 287.7793 | 287.5035 | 286.6401 | 284.6831 | 285.1453 | 285.4729 | 285.5505 | 285.4213 | 276.2334 | 276.3018 | 277.6314 | 275.9272 | 276.0208 | 276.3489 | 276.8396 | 277.092 | 276.3619 | 274.4305 | 273.8676 | 273.7908 | 274.692 | 275.1373 | 276.2967 | 277.7749 | 329.2317 | 329.2545 | 328.6071 | 327.8174 | 328.6668 | 326.3769 | 327.7987 | 326.0417 | 327.596 | 325.3102 | 327.0904 | 325.944 | 323.1516 | 312.2629 | 313.5803 | 313.0309 | 312.7784 | 312.5185 | 312.4153 | 312.0658 | 311.1406 | 301.7554 | 302.67 | 301.2796 | 301.0357 | 301.4377 | 301.4348 | 301.2868 | 300.8017 | 295.7328 | 295.869 | 296.2762 | 296.0058 | 297.6199 | 297.9536 | 298.5359 | 299.5986 | 300.8156 | 300.3577 | 298.1505 | 295.9916 | 296.3469 | 295.9714 | 296.9413 | 295.8773 | 296.9838 | 295.5537 | 296.9884 | 296.4499 | 294.7786 | 287.9096 | 287.6281 | 286.7614 | 284.8059 | 285.2668 | 285.5975 | 285.6677 | 285.5386 | 276.3766 | 276.4432 | 277.7706 | 276.0717 | 276.1673 | 276.4967 | 276.9746 | 277.2073 | 276.5995 | 274.6935 | 274.1162 | 274.0424 | 274.9527 | 275.3762 | 276.5552 | 278.0132 | 300.787 | 301.6337
459 |  | CV dP, psi | 379.6522 | 1036.0655 | 367.5024 | 369.1182 | 373.1096 | 376.5571 | 382.0367 | 382.978 | 765.5571 | 688.0025 | 555.0478 | 489.4647 | 381.9453 | 382.9591 | 407.6532 | 565.1918 | 1516.3827 | 1564.0812 | 1589.8312 | 1593.7226 | 1563.4793 | 1570.6732 | 1587.6673 | 1694.1627 | 1009.6019 | 970.9798 | 1000.4849 | 1026.1885 | 982.9353 | 1087.4872 | 1021.9954 | 1100.0736 | 1031.6462 | 1135.3352 | 1057.5514 | 1120.1526 | 1249.3972 | 1562.3364 | 1526.7253 | 1547.9095 | 1573.1026 | 1628.7943 | 1641.2645 | 1666.4671 | 1723.4153 | 1988.5918 | 1962.0982 | 1978.7322 | 1996.1711 | 2031.1218 | 2040.1943 | 2056.5309 | 2090.9134 | 2185.9094 | 2189.0251 | 2187.795 | 2186.2963 | 2182.0106 | 2177.5918 | 2178.9493 | 2170.8991 | 1606.4978 | 1589.3087 | 1611.7637 | 1633.276 | 1609.7494 | 1677.3113 | 1641.0345 | 1686.6274 | 1648.2256 | 1707.5494 | 1665.4265 | 1700.7465 | 1767.8874 | 1921.6078 | 1905.5735 | 1916.8052 | 1931.0312 | 1957.8282 | 1963.6038 | 1975.9398 | 2003.0307 | 2122.9762 | 2112.2887 | 2117.7972 | 2126.8961 | 2141.8179 | 2145.2979 | 2151.8148 | 2165.8881 | 2210.3694 | 2214.7353 | 2214.3933 | 2212.7208 | 2208.9172 | 2205.2452 | 2205.0632 | 2197.5025 | 1013.1626 | 975.5123 | 1007.4858 | 1034.1264 | 990.631 | 1095.1002 | 1029.4576 | 1107.6228 | 1038.9895 | 1140.5478 | 1064.4073 | 1122.1817 | 1252.6315 | 1567.9392 | 1532.6196 | 1553.3629 | 1577.8555 | 1632.5556 | 1644.8226 | 1668.755 | 1724.1247 | 1990.8004 | 1964.5547 | 1981.25 | 1998.5573 | 2033.1642 | 2042.2102 | 2057.8045 | 2091.0573 | 2191.7506 | 2195.1125 | 2193.9149 | 2192.4631 | 2188.2126 | 2183.7163 | 2185.1606 | 2177.1778 | 1626.8887 | 1610.1763 | 1632.3836 | 1653.418 | 1629.5498 | 1691.3611 | 1655.6494 | 1699.2209 | 1661.7005 | 1717.0069 | 1676.6826 | 1706.8905 | 1775.1808 | 1930.6196 | 1915.0398 | 1925.8042 | 1939.2786 | 1964.8787 | 1970.3579 | 1981.1953 | 2006.3648 | 2126.9646 | 2116.6563 | 2122.1438 | 2131.0789 | 2145.5623 | 2149.0111 | 2154.6735 | 2167.4361 | 2217.7655 | 2222.9757 | 2222.721 | 2221.1628 | 2217.4813 | 2213.0396 | 2213.6935 | 2205.4497 | 2138.6232 | 2185.8496
460 | HP Feedwater after HP FW CV | Flow, lb/h | 1068410.9067 | 701589.9134 | 1089281.1161 | 1087781.0896 | 1083011.9579 | 1079026.1733 | 1072608.5998 | 1071206.9878 | 955569.234 | 980488.7211 | 1022025.9617 | 1041302.4921 | 1072688.7599 | 1071218.0991 | 1061010.7762 | 1010644.8086 | 1061000.4586 | 1064228.2933 | 1053259.8459 | 1052637.6127 | 1043374.7509 | 1040201.679 | 1032542.8138 | 984088.7846 | 710854.2831 | 720263.1792 | 712470.5021 | 705465.9341 | 716213.4253 | 691386.162 | 706893.7371 | 688648.8915 | 704773.541 | 680417.2384 | 698978.8356 | 684129.7642 | 652757.7823 | 574251.9533 | 583327.4308 | 578208.8485 | 572009.9296 | 558017.3813 | 554885.58 | 548534.4362 | 534040.7679 | 464726.2121 | 471850.7028 | 467691.4231 | 463084.9927 | 453579.5076 | 451106.21 | 446719.3866 | 437447.5564 | 403476.3223 | 400688.416 | 401455.3343 | 402828.7712 | 405137.8596 | 408760.225 | 406898.6049 | 412831.0905 | 725693.5925 | 734785.737 | 727148.1419 | 720145.7169 | 730124.7817 | 701679.8356 | 717291.6189 | 697745.2424 | 714312.9949 | 688788.021 | 707047.0731 | 691966.8865 | 661083.9609 | 582380.8268 | 591659.7206 | 586350.3413 | 579822.4484 | 565287.9857 | 562003.8801 | 555287.3331 | 540088.3349 | 468191.5907 | 475629.0234 | 471361.8847 | 466469.4175 | 456464.8759 | 453878.7192 | 449230.1452 | 439398.8607 | 405068.5726 | 402939.7256 | 403719.9774 | 405154.4472 | 407523.2985 | 410304.3793 | 409363.6484 | 414385.0862 | 674354.5124 | 682626.5631 | 673432.3533 | 666926.9211 | 676949.5582 | 654257.0151 | 668944.2583 | 651749.1931 | 667036.5262 | 645916.1537 | 661973.1036 | 651940.1489 | 621421.8328 | 544499.6032 | 552946.8156 | 548659.994 | 543557.6024 | 531371.9113 | 528637.5774 | 523907.8908 | 511876.4881 | 444923.3232 | 451496.455 | 447611.1483 | 443439.8843 | 434811.2401 | 432473.2623 | 429155.3467 | 421653.0715 | 382763.8142 | 379781.3013 | 380501.8695 | 381821.6547 | 383991.058 | 387613.3442 | 385672.2782 | 391346.1084 | 683393.2433 | 692047.5229 | 685082.0826 | 678880.7827 | 688605.0019 | 665518.0867 | 679945.9602 | 662814.1502 | 677904.3369 | 656550.5476 | 672552.9727 | 661882.229 | 631694.5537 | 554069.9307 | 562902.1499 | 558326.355 | 552837.2899 | 539911.427 | 537003.1217 | 531847.8721 | 518968.0418 | 448866.0911 | 455826.8488 | 451737.4116 | 447268.3645 | 438071.4563 | 435599.2698 | 431992.1427 | 423902.2381 | 383992.4073 | 381006.0054 | 381737.1294 | 383055.1685 | 385236.7149 | 388849.8739 | 386930.6337 | 392613.9085 | 455044.3747 | 406467.0894
461 |  | Pressure, psia | 2735.0377 | 1827.1739 | 2733.5481 | 2732.7954 | 2732.2123 | 2731.2797 | 2730.3703 | 2730.2137 | 2406.298 | 2471.1023 | 2583.1672 | 2638.8399 | 2730.4197 | 2730.2238 | 2710.8628 | 2582.0011 | 1626.4721 | 1630.1532 | 1610.898 | 1607.1212 | 1589.2105 | 1583.628 | 1570.4237 | 1493.0562 | 1829.9963 | 1855.0052 | 1840.3375 | 1828.4299 | 1853.797 | 1792.5345 | 1832.4576 | 1784.9491 | 1826.7591 | 1762.6901 | 1811.0167 | 1771.2589 | 1691.391 | 1490.9474 | 1514.2347 | 1500.8491 | 1484.6818 | 1448.3555 | 1440.174 | 1423.3662 | 1385.5296 | 1207.4701 | 1225.8938 | 1215.186 | 1203.2745 | 1178.6099 | 1172.267 | 1160.5991 | 1136.1532 | 1080.1028 | 1079.547 | 1079.8575 | 1080.4236 | 1081.3908 | 1082.3041 | 1082.1431 | 1084.0553 | 1224.6839 | 1228.151 | 1222.0229 | 1215.8179 | 1221.1161 | 1202.7916 | 1211.4852 | 1199.9486 | 1209.3051 | 1193.6102 | 1204.3019 | 1193.6644 | 1178.5283 | 1142.2957 | 1146.5689 | 1143.7943 | 1140.3751 | 1133.2524 | 1131.6627 | 1127.9404 | 1120.4137 | 1092.0479 | 1094.9643 | 1093.3196 | 1091.3826 | 1087.475 | 1086.5288 | 1084.3877 | 1080.193 | 1071.6926 | 1071.4892 | 1071.7761 | 1072.3087 | 1073.2072 | 1073.6738 | 1073.9167 | 1075.2597 | 1818.1279 | 1842.7988 | 1827.6873 | 1814.4932 | 1840.0982 | 1778.7008 | 1818.1714 | 1771.256 | 1812.5962 | 1749.9094 | 1797.2047 | 1759.2585 | 1679.9504 | 1480.4365 | 1503.4743 | 1490.389 | 1474.6132 | 1438.9435 | 1430.9058 | 1414.6546 | 1377.6742 | 1200.5884 | 1218.8164 | 1208.2084 | 1196.4487 | 1172.0916 | 1165.813 | 1154.4813 | 1130.6168 | 1073.2825 | 1072.6967 | 1072.9805 | 1073.5085 | 1074.3955 | 1075.2688 | 1075.095 | 1076.8527 | 1202.0276 | 1205.1137 | 1199.5973 | 1194.066 | 1198.9893 | 1183.9527 | 1191.7186 | 1181.7857 | 1190.0636 | 1176.9211 | 1186.1493 | 1177.9335 | 1163.7277 | 1129.4839 | 1133.3896 | 1131.0258 | 1128.1652 | 1121.9698 | 1120.5908 | 1117.6115 | 1111.2461 | 1084.6337 | 1087.2724 | 1085.7546 | 1084.0395 | 1080.5557 | 1079.6858 | 1077.9611 | 1074.4737 | 1064.6867 | 1064.2613 | 1064.5203 | 1064.995 | 1065.7961 | 1066.4741 | 1066.4308 | 1067.897 | 1053.7852 | 1053.7946
462 |  | Temperature, F | 340.1299 | 329.5465 | 339.7093 | 339.84 | 339.8828 | 340.0677 | 339.8855 | 339.8781 | 336.0868 | 337.0255 | 338.2565 | 339.049 | 339.8878 | 339.8774 | 339.6634 | 336.9058 | 294.2083 | 237.5989 | 237.7125 | 237.7225 | 294.1873 | 294.4908 | 295.3389 | 293.6525 | 330.8509 | 330.8162 | 330.2159 | 329.4793 | 330.2528 | 328.1522 | 329.4586 | 327.8413 | 329.2747 | 327.1797 | 328.815 | 327.7954 | 325.2285 | 314.9073 | 316.1543 | 315.6463 | 315.4442 | 315.2876 | 315.2102 | 314.9128 | 314.107 | 305.2656 | 306.1218 | 304.7751 | 304.5702 | 305.0361 | 305.042 | 304.9405 | 304.5414 | 299.588 | 299.7205 | 300.1222 | 299.8528 | 301.4398 | 301.7723 | 302.342 | 303.3828 | 303.6718 | 303.1799 | 301.0433 | 298.9409 | 299.2627 | 299.0163 | 299.9118 | 298.9441 | 299.9703 | 298.6693 | 300.0101 | 299.5506 | 298.0112 | 291.4394 | 291.1357 | 290.3018 | 288.3904 | 288.8998 | 289.2353 | 289.3357 | 289.2598 | 280.3951 | 280.4418 | 281.7691 | 280.0996 | 280.2216 | 280.5532 | 281.0518 | 281.3292 | 280.6938 | 278.791 | 278.2333 | 278.1538 | 279.0385 | 279.4719 | 280.6191 | 282.0672 | 330.949 | 330.9084 | 330.3187 | 329.5789 | 330.3496 | 328.2507 | 329.5524 | 327.9391 | 329.367 | 327.2682 | 328.9075 | 327.8665 | 325.3161 | 315.0621 | 316.306 | 315.7979 | 315.5907 | 315.4296 | 315.3492 | 315.045 | 314.2261 | 305.4114 | 306.2692 | 304.9234 | 304.7135 | 305.1739 | 305.1876 | 305.0694 | 304.65 | 299.8213 | 299.9626 | 300.3629 | 300.0929 | 301.6809 | 302.0027 | 302.581 | 303.6171 | 303.8056 | 303.3207 | 301.1731 | 299.0716 | 299.3792 | 299.1222 | 300.0173 | 299.0435 | 300.0706 | 298.756 | 300.103 | 299.6254 | 298.0965 | 291.585 | 291.2767 | 290.4386 | 288.5274 | 289.0332 | 289.3712 | 289.4614 | 289.382 | 280.5445 | 280.5901 | 281.9149 | 280.2506 | 280.3737 | 280.7067 | 281.1907 | 281.4462 | 280.9432 | 279.0673 | 278.4954 | 278.4193 | 279.313 | 279.7234 | 280.8914 | 282.3181 | 304.7187 | 305.6437
463
464 | STG Bypass System
465
466 | Total HP Steam per HRSG Unit | Flow, lb/h | 2017-06-02: 670999.5326; 2017-06-02: 679230.4714; 2017-06-02: 670081.7387; 2017-06-02: 663631.863; 2017-06-02: 673597.5943; 2017-06-02: 651069.8954; 2017-06-02: 665667.8513; 2017-06-02: 648585.1691; 2017-06-02: 663777.5799; 2017-06-02: 642805.1465; 2017-06-02: 658755.9834; 2017-06-02: 648813.7445; 2017-06-02: 618456.6218; 2017-06-02: 541923.2085; 2017-06-02: 550327.1663; 2017-06-02: 546066.7737; 2017-06-02: 540996.3668; 2017-06-02: 528880.4388; 2017-06-02: 526161.7401; 2017-06-02: 521466.5779; 2017-06-02: 509509.0654; 2017-06-02: 442878.6839; 2017-06-02: 449418.7993; 2017-06-02: 445552.2231; 2017-06-02: 441402.5468; 2017-06-02: 432818.2684; 2017-06-02: 430491.3226; 2017-06-02: 427196.6613; 2017-06-02: 419741.2917; 2017-06-02: 380977.5922; 2017-06-02: 377999.8413; 2017-06-02: 378716.5999; 2017-06-02: 380029.2421; 2017-06-02: 382186.5818; 2017-06-02: 385800.455; 2017-06-02: 383858.2779; 2017-06-02: 389511.9491; 2017-06-02: 680049.851; 2017-06-02: 688680.7968; 2017-06-02: 681771.8655; 2017-06-02: 675628.9793; 2017-06-02: 685307.5627; 2017-06-02: 662367.8724; 2017-06-02: 676721.3796; 2017-06-02: 659686.1585; 2017-06-02: 674696.5026; 2017-06-02: 653472.5568; 2017-06-02: 669384.1867; 2017-06-02: 658797.492; 2017-06-02: 628746.962; 2017-06-02: 551475.0437; 2017-06-02: 560265.1193; 2017-06-02: 555715.4359; 2017-06-02: 550258.1968; 2017-06-02: 537401.7796; 2017-06-02: 534509.1095; 2017-06-02: 529389.0192; 2017-06-02: 516583.7934; 2017-06-02: 446805.6579; 2017-06-02: 453732.2087; 2017-06-02: 449662.375; 2017-06-02: 445215.4712; 2017-06-02: 436064.5161; 2017-06-02: 433603.6791; 2017-06-02: 430020.7587; 2017-06-02: 421979.6645; 2017-06-02: 382199.201; 2017-06-02: 379217.4024; 2017-06-02: 379944.7168; 2017-06-02: 381255.613; 2017-06-02: 383425.0163; 2017-06-02: 387029.6831; 2017-06-02: 385109.4111; 2017-06-02: 390772.4475; 2017-06-02: 380347.1843; 2017-06-02: 380378.6927
467 |  | Pressure, psia | 2017-06-02: 1708.1443; 2017-06-02: 1731.552; 2017-06-02: 1718.3057; 2017-06-02: 1707.7034; 2017-06-02: 1731.2227; 2017-06-02: 1676.4898; 2017-06-02: 1712.6695; 2017-06-02: 1670.024; 2017-06-02: 1707.8426; 2017-06-02: 1650.6905; 2017-06-02: 1694.1409; 2017-06-02: 1659.5393; 2017-06-02: 1585.9457; 2017-06-02: 1399.9858; 2017-06-02: 1421.539; 2017-06-02: 1409.3863; 2017-06-02: 1394.7426; 2017-06-02: 1361.5096; 2017-06-02: 1354.0147; 2017-06-02: 1339.0012; 2017-06-02: 1304.6176; 2017-06-02: 1138.4478; 2017-06-02: 1155.5615; 2017-06-02: 1145.5816; 2017-06-02: 1134.5495; 2017-06-02: 1111.6827; 2017-06-02: 1105.7712; 2017-06-02: 1095.2506; 2017-06-02: 1073.0061; 2017-06-02: 1020.7658; 2017-06-02: 1020.4854; 2017-06-02: 1020.562; 2017-06-02: 1020.6994; 2017-06-02: 1020.931; 2017-06-02: 1021.2981; 2017-06-02: 1021.1082; 2017-06-02: 1021.7129; 2017-06-02: 1035.3676; 2017-06-02: 1036.2281; 2017-06-02: 1035.5081; 2017-06-02: 1034.8545; 2017-06-02: 1035.7913; 2017-06-02: 1033.1548; 2017-06-02: 1034.5914; 2017-06-02: 1032.7968; 2017-06-02: 1034.3156; 2017-06-02: 1031.991; 2017-06-02: 1033.6467; 2017-06-02: 1032.2781; 2017-06-02: 1029.5501; 2017-06-02: 1023.1061; 2017-06-02: 1023.8275; 2017-06-02: 1023.4137; 2017-06-02: 1022.9109; 2017-06-02: 1021.8061; 2017-06-02: 1021.5606; 2017-06-02: 1021.0622; 2017-06-02: 1019.9495; 2017-06-02: 1015.096; 2017-06-02: 1015.5688; 2017-06-02: 1015.2966; 2017-06-02: 1014.9875; 2017-06-02: 1014.3651; 2017-06-02: 1014.2062; 2017-06-02: 1013.9235; 2017-06-02: 1013.3333; 2017-06-02: 1011.3572; 2017-06-02: 1011.2471; 2017-06-02: 1011.2903; 2017-06-02: 1011.3691; 2017-06-02: 1011.4987; 2017-06-02: 1011.6538; 2017-06-02: 1011.6014; 2017-06-02: 1011.8825; 2017-06-02: 1000; 2017-06-02: 999.9999
468 |  | Temperature, F | 2017-06-02: 1072.4803; 2017-06-02: 1075.2946; 2017-06-02: 1082.6065; 2017-06-02: 1085; 2017-06-02: 1085.0002; 2017-06-02: 1085.0002; 2017-06-02: 1085.0002; 2017-06-02: 1085; 2017-06-02: 1085.0002; 2017-06-02: 1085.0002; 2017-06-02: 1085.0002; 2017-06-02: 1085; 2017-06-02: 1084.9998; 2017-06-02: 1085.0002; 2017-06-02: 1085.0004; 2017-06-02: 1085; 2017-06-02: 1084.9998; 2017-06-02: 1085.0002; 2017-06-02: 1084.9996; 2017-06-02: 1085; 2017-06-02: 1085.0002; 2017-06-02: 1085.0002; 2017-06-02: 1085.0002; 2017-06-02: 1085.0002; 2017-06-02: 1085.0002; 2017-06-02: 1085.0002; 2017-06-02: 1085.0004; 2017-06-02: 1085.0002; 2017-06-02: 1085.0002; 2017-06-02: 1085.0002; 2017-06-02: 1085.0002; 2017-06-02: 1085.0002; 2017-06-02: 1085.0002; 2017-06-02: 1085.0002; 2017-06-02: 1085.0002; 2017-06-02: 1085; 2017-06-02: 1085.0002; 2017-06-02: 1085.0002; 2017-06-02: 1085; 2017-06-02: 1084.9998; 2017-06-02: 1085.0002; 2017-06-02: 1085.0002; 2017-06-02: 1085.0002; 2017-06-02: 1085.0002; 2017-06-02: 1085.0002; 2017-06-02: 1085.0002; 2017-06-02: 1085.0002; 2017-06-02: 1085.0002; 2017-06-02: 1085.0002; 2017-06-02: 1085.0002; 2017-06-02: 1085.0002; 2017-06-02: 1085.0002; 2017-06-02: 1085.0002; 2017-06-02: 1085.0002; 2017-06-02: 1084.9998; 2017-06-02: 1085.0002; 2017-06-02: 1085.0005; 2017-06-02: 1085; 2017-06-02: 1085.0002; 2017-06-02: 1085.0002; 2017-06-02: 1085.0002; 2017-06-02: 1084.9998; 2017-06-02: 1085.0002; 2017-06-02: 1085.0005; 2017-06-02: 1085.0005; 2017-06-02: 1085.0002; 2017-06-02: 1085.0002; 2017-06-02: 1085.0023; 2017-06-02: 1084.9998; 2017-06-02: 1085.0005; 2017-06-02: 1085.0009; 2017-06-02: 1085.0005; 2017-06-02: 1085.0007; 2017-06-02: 1085.0009; 2017-06-02: 1084.9993; 2017-06-02: 1084.9989
469 |  | Enthalpy, Btu/lb | 2017-06-02: 1528.5925; 2017-06-02: 1529.6626; 2017-06-02: 1534.4428; 2017-06-02: 1536.1694; 2017-06-02: 1535.5465; 2017-06-02: 1536.9953; 2017-06-02: 1536.0383; 2017-06-02: 1537.166; 2017-06-02: 1536.166; 2017-06-02: 1537.6767; 2017-06-02: 1536.5284; 2017-06-02: 1537.4428; 2017-06-02: 1539.3818; 2017-06-02: 1544.245; 2017-06-02: 1543.684; 2017-06-02: 1544.0004; 2017-06-02: 1544.3813; 2017-06-02: 1545.245; 2017-06-02: 1545.4389; 2017-06-02: 1545.8289; 2017-06-02: 1546.7192; 2017-06-02: 1550.9982; 2017-06-02: 1550.5593; 2017-06-02: 1550.8151; 2017-06-02: 1551.098; 2017-06-02: 1551.6835; 2017-06-02: 1551.8349; 2017-06-02: 1552.1036; 2017-06-02: 1552.6719; 2017-06-02: 1554.0042; 2017-06-02: 1554.0111; 2017-06-02: 1554.0094; 2017-06-02: 1554.006; 2017-06-02: 1553.9999; 2017-06-02: 1553.9905; 2017-06-02: 1553.9952; 2017-06-02: 1553.9802; 2017-06-02: 1553.6324; 2017-06-02: 1553.6104; 2017-06-02: 1553.6285; 2017-06-02: 1553.6452; 2017-06-02: 1553.6216; 2017-06-02: 1553.6887; 2017-06-02: 1553.6521; 2017-06-02: 1553.6977; 2017-06-02: 1553.659; 2017-06-02: 1553.7183; 2017-06-02: 1553.6762; 2017-06-02: 1553.711; 2017-06-02: 1553.7802; 2017-06-02: 1553.9445; 2017-06-02: 1553.9264; 2017-06-02: 1553.9367; 2017-06-02: 1553.9496; 2017-06-02: 1553.9776; 2017-06-02: 1553.984; 2017-06-02: 1553.9969; 2017-06-02: 1554.0249; 2017-06-02: 1554.1487; 2017-06-02: 1554.1366; 2017-06-02: 1554.1435; 2017-06-02: 1554.1513; 2017-06-02: 1554.1672; 2017-06-02: 1554.1715; 2017-06-02: 1554.1783; 2017-06-02: 1554.1934; 2017-06-02: 1554.2437; 2017-06-02: 1554.2476; 2017-06-02: 1554.245; 2017-06-02: 1554.2437; 2017-06-02: 1554.2403; 2017-06-02: 1554.2364; 2017-06-02: 1554.2377; 2017-06-02: 1554.2304; 2017-06-02: 1554.5322; 2017-06-02: 1554.5317
470 | HP Steam Terminal Desuperheating Flow - (each HRSG) | Flow, lb/h | 2017-06-02: 0; 2017-06-02: 0; 2017-06-02: 0; 2017-06-02: 0; 2017-06-02: 0; 2017-06-02: 0; 2017-06-02: 0; 2017-06-02: 0; 2017-06-02: 0; 2017-06-02: 0; 2017-06-02: 0; 2017-06-02: 0; 2017-06-02: 0; 2017-06-02: 0; 2017-06-02: 0; 2017-06-02: 0; 2017-06-02: 0; 2017-06-02: 0; 2017-06-02: 0; 2017-06-02: 0; 2017-06-02: 0; 2017-06-02: 0; 2017-06-02: 0; 2017-06-02: 0; 2017-06-02: 0; 2017-06-02: 0; 2017-06-02: 0; 2017-06-02: 0; 2017-06-02: 0; 2017-06-02: 0; 2017-06-02: 0; 2017-06-02: 0; 2017-06-02: 0; 2017-06-02: 0; 2017-06-02: 0; 2017-06-02: 0; 2017-06-02: 0; 2017-06-02: 0; 2017-06-02: 0; 2017-06-02: 0; 2017-06-02: 0; 2017-06-02: 0; 2017-06-02: 0; 2017-06-02: 0; 2017-06-02: 0; 2017-06-02: 0; 2017-06-02: 0; 2017-06-02: 0; 2017-06-02: 0; 2017-06-02: 0; 2017-06-02: 0; 2017-06-02: 0; 2017-06-02: 0; 2017-06-02: 0; 2017-06-02: 0; 2017-06-02: 0; 2017-06-02: 0; 2017-06-02: 0; 2017-06-02: 0; 2017-06-02: 0; 2017-06-02: 0; 2017-06-02: 0; 2017-06-02: 0; 2017-06-02: 0; 2017-06-02: 0; 2017-06-02: 0; 2017-06-02: 0; 2017-06-02: 0; 2017-06-02: 0; 2017-06-02: 0; 2017-06-02: 0; 2017-06-02: 0; 2017-06-02: 0; 2017-06-02: 0; 2017-06-02: 72904.1985; 2017-06-02: 24295.3333
471 | (from HP Feedwater) | Temperature, F | 2017-06-02: 329.7715; 2017-06-02: 329.8451; 2017-06-02: 329.1642; 2017-06-02: 328.3515; 2017-06-02: 329.2416; 2017-06-02: 326.8607; 2017-06-02: 328.3434; 2017-06-02: 326.5165; 2017-06-02: 328.1324; 2017-06-02: 325.76; 2017-06-02: 327.6052; 2017-06-02: 326.417; 2017-06-02: 323.4798; 2017-06-02: 312.1563; 2017-06-02: 313.531; 2017-06-02: 312.9393; 2017-06-02: 312.6481; 2017-06-02: 312.2721; 2017-06-02: 312.1434; 2017-06-02: 311.7438; 2017-06-02: 310.7008; 2017-06-02: 300.5595; 2017-06-02: 301.5622; 2017-06-02: 300.13; 2017-06-02: 299.8279; 2017-06-02: 300.0735; 2017-06-02: 300.0148; 2017-06-02: 299.8177; 2017-06-02: 299.197; 2017-06-02: 293.3935; 2017-06-02: 293.4588; 2017-06-02: 293.8762; 2017-06-02: 293.6412; 2017-06-02: 295.2784; 2017-06-02: 295.6798; 2017-06-02: 296.2191; 2017-06-02: 297.3904; 2017-06-02: 301.8268; 2017-06-02: 301.4155; 2017-06-02: 299.2073; 2017-06-02: 297.0414; 2017-06-02: 297.4622; 2017-06-02: 296.9582; 2017-06-02: 297.9887; 2017-06-02: 296.8513; 2017-06-02: 298.0202; 2017-06-02: 296.4969; 2017-06-02: 297.9966; 2017-06-02: 297.4114; 2017-06-02: 295.5846; 2017-06-02: 288.2444; 2017-06-02: 288.0401; 2017-06-02: 287.1477; 2017-06-02: 285.1669; 2017-06-02: 285.5028; 2017-06-02: 285.795; 2017-06-02: 285.8106; 2017-06-02: 285.5395; 2017-06-02: 275.6172; 2017-06-02: 275.7828; 2017-06-02: 277.0333; 2017-06-02: 275.2759; 2017-06-02: 275.2147; 2017-06-02: 275.4955; 2017-06-02: 275.9043; 2017-06-02: 275.9841; 2017-06-02: 274.5676; 2017-06-02: 272.6107; 2017-06-02: 272.079; 2017-06-02: 272.0217; 2017-06-02: 272.9683; 2017-06-02: 273.4615; 2017-06-02: 274.5842; 2017-06-02: 276.1441; 2017-06-02: 299.6946; 2017-06-02: 299.6908
472 |  | % of inlet steam | 2017-06-02: 0; 2017-06-02: 0; 2017-06-02: 0; 2017-06-02: 0; 2017-06-02: 0; 2017-06-02: 0; 2017-06-02: 0; 2017-06-02: 0; 2017-06-02: 0; 2017-06-02: 0; 2017-06-02: 0; 2017-06-02: 0; 2017-06-02: 0; 2017-06-02: 0; 2017-06-02: 0; 2017-06-02: 0; 2017-06-02: 0; 2017-06-02: 0; 2017-06-02: 0; 2017-06-02: 0; 2017-06-02: 0; 2017-06-02: 0; 2017-06-02: 0; 2017-06-02: 0; 2017-06-02: 0; 2017-06-02: 0; 2017-06-02: 0; 2017-06-02: 0; 2017-06-02: 0; 2017-06-02: 0; 2017-06-02: 0; 2017-06-02: 0; 2017-06-02: 0; 2017-06-02: 0; 2017-06-02: 0; 2017-06-02: 0; 2017-06-02: 0; 2017-06-02: 0; 2017-06-02: 0; 2017-06-02: 0; 2017-06-02: 0; 2017-06-02: 0; 2017-06-02: 0; 2017-06-02: 0; 2017-06-02: 0; 2017-06-02: 0; 2017-06-02: 0; 2017-06-02: 0; 2017-06-02: 0; 2017-06-02: 0; 2017-06-02: 0; 2017-06-02: 0; 2017-06-02: 0; 2017-06-02: 0; 2017-06-02: 0; 2017-06-02: 0; 2017-06-02: 0; 2017-06-02: 0; 2017-06-02: 0; 2017-06-02: 0; 2017-06-02: 0; 2017-06-02: 0; 2017-06-02: 0; 2017-06-02: 0; 2017-06-02: 0; 2017-06-02: 0; 2017-06-02: 0; 2017-06-02: 0; 2017-06-02: 0; 2017-06-02: 0; 2017-06-02: 0; 2017-06-02: 0; 2017-06-02: 0; 2017-06-02: 0; 2017-06-02: 0.19168; 2017-06-02: 0.063871
473 |  | Final Superheat, F | 2017-06-02: 458.6355; 2017-06-02: 459.5796; 2017-06-02: 467.9474; 2017-06-02: 471.1907; 2017-06-02: 469.3113; 2017-06-02: 473.7168; 2017-06-02: 470.7923; 2017-06-02: 474.2446; 2017-06-02: 471.1799; 2017-06-02: 475.8325; 2017-06-02: 472.2838; 2017-06-02: 475.1037; 2017-06-02: 481.2577; 2017-06-02: 497.8615; 2017-06-02: 495.8527; 2017-06-02: 496.9822; 2017-06-02: 498.3534; 2017-06-02: 501.5077; 2017-06-02: 502.2266; 2017-06-02: 503.6774; 2017-06-02: 507.0476; 2017-06-02: 524.3683; 2017-06-02: 522.4981; 2017-06-02: 523.5862; 2017-06-02: 524.7974; 2017-06-02: 527.3368; 2017-06-02: 527.9999; 2017-06-02: 529.1863; 2017-06-02: 531.7245; 2017-06-02: 537.8476; 2017-06-02: 537.881; 2017-06-02: 537.8719; 2017-06-02: 537.8555; 2017-06-02: 537.8278; 2017-06-02: 537.784; 2017-06-02: 537.8065; 2017-06-02: 537.7345; 2017-06-02: 536.1125; 2017-06-02: 536.0105; 2017-06-02: 536.0954; 2017-06-02: 536.173; 2017-06-02: 536.0623; 2017-06-02: 536.3741; 2017-06-02: 536.2042; 2017-06-02: 536.4166; 2017-06-02: 536.2367; 2017-06-02: 536.512; 2017-06-02: 536.3158; 2017-06-02: 536.4779; 2017-06-02: 536.8014; 2017-06-02: 537.5682; 2017-06-02: 537.4822; 2017-06-02: 537.5315; 2017-06-02: 537.5914; 2017-06-02: 537.723; 2017-06-02: 537.7525; 2017-06-02: 537.8125; 2017-06-02: 537.9449; 2017-06-02: 538.5263; 2017-06-02: 538.4696; 2017-06-02: 538.5022; 2017-06-02: 538.5391; 2017-06-02: 538.6142; 2017-06-02: 538.6334; 2017-06-02: 538.6675; 2017-06-02: 538.738; 2017-06-02: 538.9756; 2017-06-02: 538.9911; 2017-06-02: 538.9834; 2017-06-02: 538.9745; 2017-06-02: 538.9592; 2017-06-02: 538.9403; 2017-06-02: 538.9468; 2017-06-02: 538.913; 2017-06-02: 190.348; 2017-06-02: 405.3479
474 | HRSG HP Steam Bypassed -- CV Inlet | Flow, lb/h | 2017-06-02: 670999.5326; 2017-06-02: 679230.4714; 2017-06-02: 670081.7387; 2017-06-02: 663631.863; 2017-06-02: 673597.5943; 2017-06-02: 651069.8954; 2017-06-02: 665667.8513; 2017-06-02: 648585.1691; 2017-06-02: 663777.5799; 2017-06-02: 642805.1465; 2017-06-02: 658755.9834; 2017-06-02: 648813.7445; 2017-06-02: 618456.6218; 2017-06-02: 541923.2085; 2017-06-02: 550327.1663; 2017-06-02: 546066.7737; 2017-06-02: 540996.3668; 2017-06-02: 528880.4388; 2017-06-02: 526161.7401; 2017-06-02: 521466.5779; 2017-06-02: 509509.0654; 2017-06-02: 442878.6839; 2017-06-02: 449418.7993; 2017-06-02: 445552.2231; 2017-06-02: 441402.5468; 2017-06-02: 432818.2684; 2017-06-02: 430491.3226; 2017-06-02: 427196.6613; 2017-06-02: 419741.2917; 2017-06-02: 380977.5922; 2017-06-02: 377999.8413; 2017-06-02: 378716.5999; 2017-06-02: 380029.2421; 2017-06-02: 382186.5818; 2017-06-02: 385800.455; 2017-06-02: 383858.2779; 2017-06-02: 389511.9491; 2017-06-02: 680049.851; 2017-06-02: 688680.7968; 2017-06-02: 681771.8655; 2017-06-02: 675628.9793; 2017-06-02: 685307.5627; 2017-06-02: 662367.8724; 2017-06-02: 676721.3796; 2017-06-02: 659686.1585; 2017-06-02: 674696.5026; 2017-06-02: 653472.5568; 2017-06-02: 669384.1867; 2017-06-02: 658797.492; 2017-06-02: 628746.962; 2017-06-02: 551475.0437; 2017-06-02: 560265.1193; 2017-06-02: 555715.4359; 2017-06-02: 550258.1968; 2017-06-02: 537401.7796; 2017-06-02: 534509.1095; 2017-06-02: 529389.0192; 2017-06-02: 516583.7934; 2017-06-02: 446805.6579; 2017-06-02: 453732.2087; 2017-06-02: 449662.375; 2017-06-02: 445215.4712; 2017-06-02: 436064.5161; 2017-06-02: 433603.6791; 2017-06-02: 430020.7587; 2017-06-02: 421979.6645; 2017-06-02: 382199.201; 2017-06-02: 379217.4024; 2017-06-02: 379944.7168; 2017-06-02: 381255.613; 2017-06-02: 383425.0163; 2017-06-02: 387029.6831; 2017-06-02: 385109.4111; 2017-06-02: 390772.4475; 2017-06-02: 453251.4066; 2017-06-02: 404674.0419
475 |  | Pressure, psia | 2017-06-02: 1708.1443; 2017-06-02: 1731.552; 2017-06-02: 1718.3057; 2017-06-02: 1707.7034; 2017-06-02: 1731.2227; 2017-06-02: 1676.4898; 2017-06-02: 1712.6695; 2017-06-02: 1670.024; 2017-06-02: 1707.8426; 2017-06-02: 1650.6905; 2017-06-02: 1694.1409; 2017-06-02: 1659.5393; 2017-06-02: 1585.9457; 2017-06-02: 1399.9858; 2017-06-02: 1421.539; 2017-06-02: 1409.3863; 2017-06-02: 1394.7426; 2017-06-02: 1361.5096; 2017-06-02: 1354.0147; 2017-06-02: 1339.0012; 2017-06-02: 1304.6176; 2017-06-02: 1138.4478; 2017-06-02: 1155.5615; 2017-06-02: 1145.5816; 2017-06-02: 1134.5495; 2017-06-02: 1111.6827; 2017-06-02: 1105.7712; 2017-06-02: 1095.2506; 2017-06-02: 1073.0061; 2017-06-02: 1020.7658; 2017-06-02: 1020.4854; 2017-06-02: 1020.562; 2017-06-02: 1020.6994; 2017-06-02: 1020.931; 2017-06-02: 1021.2981; 2017-06-02: 1021.1082; 2017-06-02: 1021.7129; 2017-06-02: 1035.3676; 2017-06-02: 1036.2281; 2017-06-02: 1035.5081; 2017-06-02: 1034.8545; 2017-06-02: 1035.7913; 2017-06-02: 1033.1548; 2017-06-02: 1034.5914; 2017-06-02: 1032.7968; 2017-06-02: 1034.3156; 2017-06-02: 1031.991; 2017-06-02: 1033.6467; 2017-06-02: 1032.2781; 2017-06-02: 1029.5501; 2017-06-02: 1023.1061; 2017-06-02: 1023.8275; 2017-06-02: 1023.4137; 2017-06-02: 1022.9109; 2017-06-02: 1021.8061; 2017-06-02: 1021.5606; 2017-06-02: 1021.0622; 2017-06-02: 1019.9495; 2017-06-02: 1015.096; 2017-06-02: 1015.5688; 2017-06-02: 1015.2966; 2017-06-02: 1014.9875; 2017-06-02: 1014.3651; 2017-06-02: 1014.2062; 2017-06-02: 1013.9235; 2017-06-02: 1013.3333; 2017-06-02: 1011.3572; 2017-06-02: 1011.2471; 2017-06-02: 1011.2903; 2017-06-02: 1011.3691; 2017-06-02: 1011.4987; 2017-06-02: 1011.6538; 2017-06-02: 1011.6014; 2017-06-02: 1011.8825; 2017-06-02: 1000; 2017-06-02: 999.9999
476 |  | Temperature, F | 2017-06-02: 1072.4803; 2017-06-02: 1075.2946; 2017-06-02: 1082.6065; 2017-06-02: 1085; 2017-06-02: 1085.0002; 2017-06-02: 1085.0002; 2017-06-02: 1085.0002; 2017-06-02: 1085; 2017-06-02: 1085.0002; 2017-06-02: 1085.0002; 2017-06-02: 1085.0002; 2017-06-02: 1085; 2017-06-02: 1084.9998; 2017-06-02: 1085.0002; 2017-06-02: 1085.0004; 2017-06-02: 1085; 2017-06-02: 1084.9998; 2017-06-02: 1085.0002; 2017-06-02: 1084.9996; 2017-06-02: 1085; 2017-06-02: 1085.0002; 2017-06-02: 1085.0002; 2017-06-02: 1085.0002; 2017-06-02: 1085.0002; 2017-06-02: 1085.0002; 2017-06-02: 1085.0002; 2017-06-02: 1085.0004; 2017-06-02: 1085.0002; 2017-06-02: 1085.0002; 2017-06-02: 1085.0002; 2017-06-02: 1085.0002; 2017-06-02: 1085.0002; 2017-06-02: 1085.0002; 2017-06-02: 1085.0002; 2017-06-02: 1085.0002; 2017-06-02: 1085; 2017-06-02: 1085.0002; 2017-06-02: 1085.0002; 2017-06-02: 1085; 2017-06-02: 1084.9998; 2017-06-02: 1085.0002; 2017-06-02: 1085.0002; 2017-06-02: 1085.0002; 2017-06-02: 1085.0002; 2017-06-02: 1085.0002; 2017-06-02: 1085.0002; 2017-06-02: 1085.0002; 2017-06-02: 1085.0002; 2017-06-02: 1085.0002; 2017-06-02: 1085.0002; 2017-06-02: 1085.0002; 2017-06-02: 1085.0002; 2017-06-02: 1085.0002; 2017-06-02: 1085.0002; 2017-06-02: 1084.9998; 2017-06-02: 1085.0002; 2017-06-02: 1085.0005; 2017-06-02: 1085; 2017-06-02: 1085.0002; 2017-06-02: 1085.0002; 2017-06-02: 1085.0002; 2017-06-02: 1084.9998; 2017-06-02: 1085.0002; 2017-06-02: 1085.0005; 2017-06-02: 1085.0005; 2017-06-02: 1085.0002; 2017-06-02: 1085.0002; 2017-06-02: 1085.0023; 2017-06-02: 1084.9998; 2017-06-02: 1085.0005; 2017-06-02: 1085.0009; 2017-06-02: 1085.0005; 2017-06-02: 1085.0007; 2017-06-02: 1085.0009; 2017-06-02: 735.0001; 2017-06-02: 950.0002
477 |  | Enthalpy, Btu/lb | 2017-06-02: 1528.5925; 2017-06-02: 1529.6626; 2017-06-02: 1534.4428; 2017-06-02: 1536.1694; 2017-06-02: 1535.5465; 2017-06-02: 1536.9953; 2017-06-02: 1536.0383; 2017-06-02: 1537.166; 2017-06-02: 1536.166; 2017-06-02: 1537.6767; 2017-06-02: 1536.5284; 2017-06-02: 1537.4428; 2017-06-02: 1539.3818; 2017-06-02: 1544.245; 2017-06-02: 1543.684; 2017-06-02: 1544.0004; 2017-06-02: 1544.3813; 2017-06-02: 1545.245; 2017-06-02: 1545.4389; 2017-06-02: 1545.8289; 2017-06-02: 1546.7192; 2017-06-02: 1550.9982; 2017-06-02: 1550.5593; 2017-06-02: 1550.8151; 2017-06-02: 1551.098; 2017-06-02: 1551.6835; 2017-06-02: 1551.8349; 2017-06-02: 1552.1036; 2017-06-02: 1552.6719; 2017-06-02: 1554.0042; 2017-06-02: 1554.0111; 2017-06-02: 1554.0094; 2017-06-02: 1554.006; 2017-06-02: 1553.9999; 2017-06-02: 1553.9905; 2017-06-02: 1553.9952; 2017-06-02: 1553.9802; 2017-06-02: 1553.6324; 2017-06-02: 1553.6104; 2017-06-02: 1553.6285; 2017-06-02: 1553.6452; 2017-06-02: 1553.6216; 2017-06-02: 1553.6887; 2017-06-02: 1553.6521; 2017-06-02: 1553.6977; 2017-06-02: 1553.659; 2017-06-02: 1553.7183; 2017-06-02: 1553.6762; 2017-06-02: 1553.711; 2017-06-02: 1553.7802; 2017-06-02: 1553.9445; 2017-06-02: 1553.9264; 2017-06-02: 1553.9367; 2017-06-02: 1553.9496; 2017-06-02: 1553.9776; 2017-06-02: 1553.984; 2017-06-02: 1553.9969; 2017-06-02: 1554.0249; 2017-06-02: 1554.1487; 2017-06-02: 1554.1366; 2017-06-02: 1554.1435; 2017-06-02: 1554.1513; 2017-06-02: 1554.1672; 2017-06-02: 1554.1715; 2017-06-02: 1554.1783; 2017-06-02: 1554.1934; 2017-06-02: 1554.2437; 2017-06-02: 1554.2476; 2017-06-02: 1554.245; 2017-06-02: 1554.2437; 2017-06-02: 1554.2403; 2017-06-02: 1554.2364; 2017-06-02: 1554.2377; 2017-06-02: 1554.2304; 2017-06-02: 1348.123; 2017-06-02: 1477.4887
478 | HP Bypass Steam Desuperheating Flow | Flow, lb/h | 2017-06-02: 128359.0892; 2017-06-02: 130948.5; 2017-06-02: 131914.9456; 2017-06-02: 131391.9205; 2017-06-02: 133428.4643; 2017-06-02: 128735.9213; 2017-06-02: 131712.9579; 2017-06-02: 128208.2135; 2017-06-02: 131313.9826; 2017-06-02: 127067.6379; 2017-06-02: 130283.9644; 2017-06-02: 128369.01; 2017-06-02: 122176.5992; 2017-06-02: 106208.143; 2017-06-02: 107966.6661; 2017-06-02: 107102.127; 2017-06-02: 106116.0779; 2017-06-02: 103771.5921; 2017-06-02: 103241.2653; 2017-06-02: 102329.9; 2017-06-02: 99965.7313; 2017-06-02: 86249.3783; 2017-06-02: 87581.9415; 2017-06-02: 86725.5772; 2017-06-02: 85910.7215; 2017-06-02: 84294.4232; 2017-06-02: 83843.3041; 2017-06-02: 83214.9597; 2017-06-02: 81765.8865; 2017-06-02: 73541.0589; 2017-06-02: 72921.1988; 2017-06-02: 73100.4877; 2017-06-02: 73360.8415; 2017-06-02: 73927.3753; 2017-06-02: 74715.7939; 2017-06-02: 74344.7477; 2017-06-02: 75619.7702; 2017-06-02: 132251.9357; 2017-06-02: 134017.7605; 2017-06-02: 132262.8882; 2017-06-02: 130681.9873; 2017-06-02: 132770.8337; 2017-06-02: 127881.4618; 2017-06-02: 131021.7552; 2017-06-02: 127305.3405; 2017-06-02: 130597.9382; 2017-06-02: 125959.7612; 2017-06-02: 129474.9026; 2017-06-02: 127177.4017; 2017-06-02: 120697.6843; 2017-06-02: 104092.3914; 2017-06-02: 105853.6923; 2017-06-02: 104845.2618; 2017-06-02: 103550.7152; 2017-06-02: 100993.6066; 2017-06-02: 100439.3111; 2017-06-02: 99411.2771; 2017-06-02: 96819.1679; 2017-06-02: 82231.1328; 2017-06-02: 83594.887; 2017-06-02: 82896.5414; 2017-06-02: 81897.1587; 2017-06-02: 80113.3177; 2017-06-02: 79656.1668; 2017-06-02: 78990.0439; 2017-06-02: 77436.1832; 2017-06-02: 69687.6735; 2017-06-02: 68994.6137; 2017-06-02: 69099.6314; 2017-06-02: 69346.5008; 2017-06-02: 69820.7632; 2017-06-02: 70541.506; 2017-06-02: 70245.858; 2017-06-02: 71432.2201; 2017-06-02: 1940.9747; 2017-06-02: 50300.3871
479 | (from IP BFP) | Temperature, F | 2017-06-02: 324.7714; 2017-06-02: 324.8451; 2017-06-02: 324.1641; 2017-06-02: 323.3514; 2017-06-02: 324.2415; 2017-06-02: 321.8607; 2017-06-02: 323.3433; 2017-06-02: 321.5167; 2017-06-02: 323.1324; 2017-06-02: 320.76; 2017-06-02: 322.6051; 2017-06-02: 321.417; 2017-06-02: 318.4797; 2017-06-02: 307.1563; 2017-06-02: 308.5309; 2017-06-02: 307.9393; 2017-06-02: 307.648; 2017-06-02: 307.272; 2017-06-02: 307.1433; 2017-06-02: 306.7437; 2017-06-02: 305.7008; 2017-06-02: 295.5594; 2017-06-02: 296.5622; 2017-06-02: 295.1299; 2017-06-02: 294.8279; 2017-06-02: 295.0734; 2017-06-02: 295.0147; 2017-06-02: 294.8176; 2017-06-02: 294.197; 2017-06-02: 288.3934; 2017-06-02: 288.4588; 2017-06-02: 288.8762; 2017-06-02: 288.6411; 2017-06-02: 290.2784; 2017-06-02: 290.6798; 2017-06-02: 291.2191; 2017-06-02: 292.3903; 2017-06-02: 296.8268; 2017-06-02: 296.4155; 2017-06-02: 294.2073; 2017-06-02: 292.0413; 2017-06-02: 292.4622; 2017-06-02: 291.9582; 2017-06-02: 292.9887; 2017-06-02: 291.8512; 2017-06-02: 293.0202; 2017-06-02: 291.4968; 2017-06-02: 292.9966; 2017-06-02: 292.4114; 2017-06-02: 290.5846; 2017-06-02: 283.2444; 2017-06-02: 283.0401; 2017-06-02: 282.1476; 2017-06-02: 280.1669; 2017-06-02: 280.5028; 2017-06-02: 280.7949; 2017-06-02: 280.8106; 2017-06-02: 280.5395; 2017-06-02: 270.6172; 2017-06-02: 270.7828; 2017-06-02: 272.0332; 2017-06-02: 270.2759; 2017-06-02: 270.2147; 2017-06-02: 270.4955; 2017-06-02: 270.9043; 2017-06-02: 270.984; 2017-06-02: 269.5676; 2017-06-02: 267.6106; 2017-06-02: 267.0789; 2017-06-02: 267.0217; 2017-06-02: 267.9683; 2017-06-02: 268.4615; 2017-06-02: 269.5842; 2017-06-02: 271.144; 2017-06-02: 294.6945; 2017-06-02: 294.6907
480 | HP Steam Bypassed to Cold Reheat -- CV Exit | Flow, lb/h | 2017-06-02: 799358.5425; 2017-06-02: 810179.3682; 2017-06-02: 801996.6842; 2017-06-02: 795023.5454; 2017-06-02: 807026.138; 2017-06-02: 779805.896; 2017-06-02: 797380.7298; 2017-06-02: 776793.3826; 2017-06-02: 795091.8006; 2017-06-02: 769872.7844; 2017-06-02: 789039.9478; 2017-06-02: 777182.7545; 2017-06-02: 740633.221; 2017-06-02: 648131.3515; 2017-06-02: 658293.9117; 2017-06-02: 653168.9007; 2017-06-02: 647112.524; 2017-06-02: 632652.0309; 2017-06-02: 629403.0053; 2017-06-02: 623796.3985; 2017-06-02: 609474.8761; 2017-06-02: 529128.0622; 2017-06-02: 537000.7408; 2017-06-02: 532277.8003; 2017-06-02: 527313.2683; 2017-06-02: 517112.6916; 2017-06-02: 514334.6267; 2017-06-02: 510411.621; 2017-06-02: 501507.1783; 2017-06-02: 454518.6511; 2017-06-02: 450921.048; 2017-06-02: 451817.0162; 2017-06-02: 453390.0598; 2017-06-02: 456113.9967; 2017-06-02: 460516.2172; 2017-06-02: 458203.0018; 2017-06-02: 465131.6954; 2017-06-02: 812301.6279; 2017-06-02: 822698.6367; 2017-06-02: 814034.9918; 2017-06-02: 806311.0461; 2017-06-02: 818078.7139; 2017-06-02: 790249.3342; 2017-06-02: 807742.8173; 2017-06-02: 786991.499; 2017-06-02: 805294.3615; 2017-06-02: 779432.318; 2017-06-02: 798859.3273; 2017-06-02: 785974.8937; 2017-06-02: 749444.6463; 2017-06-02: 655567.4351; 2017-06-02: 666118.8116; 2017-06-02: 660560.6184; 2017-06-02: 653808.9913; 2017-06-02: 638395.3862; 2017-06-02: 634948.5; 2017-06-02: 628800.2169; 2017-06-02: 613402.9613; 2017-06-02: 529036.7908; 2017-06-02: 537327.1751; 2017-06-02: 532558.9164; 2017-06-02: 527112.6299; 2017-06-02: 516177.8338; 2017-06-02: 513259.7665; 2017-06-02: 509010.7233; 2017-06-02: 499415.7922; 2017-06-02: 451886.8587; 2017-06-02: 448212.032; 2017-06-02: 449044.3482; 2017-06-02: 450602.0741; 2017-06-02: 453245.7715; 2017-06-02: 457571.2446; 2017-06-02: 455355.2532; 2017-06-02: 462204.6597; 2017-06-02: 455192.3138; 2017-06-02: 454974.4528
481 | (per HRSG unit) | Pressure, psia | 2017-06-02: 466.7217; 2017-06-02: 472.3145; 2017-06-02: 467.1193; 2017-06-02: 462.323; 2017-06-02: 468.8393; 2017-06-02: 452.7217; 2017-06-02: 462.3826; 2017-06-02: 450.7854; 2017-06-02: 460.8806; 2017-06-02: 446.4825; 2017-06-02: 457.0869; 2017-06-02: 449.9091; 2017-06-02: 429.6933; 2017-06-02: 377.4119; 2017-06-02: 383.6477; 2017-06-02: 380.4832; 2017-06-02: 376.6445; 2017-06-02: 367.5412; 2017-06-02: 365.4971; 2017-06-02: 361.8544; 2017-06-02: 352.7897; 2017-06-02: 304.2641; 2017-06-02: 309.1538; 2017-06-02: 306.3432; 2017-06-02: 303.2456; 2017-06-02: 296.788; 2017-06-02: 295.0498; 2017-06-02: 292.5104; 2017-06-02: 286.8458; 2017-06-02: 259.5201; 2017-06-02: 257.5566; 2017-06-02: 258.0451; 2017-06-02: 258.9597; 2017-06-02: 260.3783; 2017-06-02: 262.7508; 2017-06-02: 261.4754; 2017-06-02: 265.1787; 2017-06-02: 263.7008; 2017-06-02: 266.8655; 2017-06-02: 263.8605; 2017-06-02: 261.0894; 2017-06-02: 264.8215; 2017-06-02: 255.6338; 2017-06-02: 261.2214; 2017-06-02: 254.5217; 2017-06-02: 260.3736; 2017-06-02: 251.9532; 2017-06-02: 258.1826; 2017-06-02: 253.8179; 2017-06-02: 242.1527; 2017-06-02: 212.2609; 2017-06-02: 215.7181; 2017-06-02: 213.943; 2017-06-02: 211.7896; 2017-06-02: 206.7433; 2017-06-02: 205.603; 2017-06-02: 203.5393; 2017-06-02: 198.4704; 2017-06-02: 171.5702; 2017-06-02: 174.2879; 2017-06-02: 172.7196; 2017-06-02: 170.9956; 2017-06-02: 167.4221; 2017-06-02: 166.4646; 2017-06-02: 165.034; 2017-06-02: 161.8501; 2017-06-02: 146.8246; 2017-06-02: 145.7178; 2017-06-02: 146.0043; 2017-06-02: 146.5135; 2017-06-02: 147.3353; 2017-06-02: 148.686; 2017-06-02: 147.9603; 2017-06-02: 150.0784; 2017-06-02: 275; 2017-06-02: 275
482 |  | Temperature, F | 2017-06-02: 649.9999; 2017-06-02: 649.9999; 2017-06-02: 649.9999; 2017-06-02: 649.9999; 2017-06-02: 649.9999; 2017-06-02: 649.9999; 2017-06-02: 649.9999; 2017-06-02: 649.9999; 2017-06-02: 650.0003; 2017-06-02: 650.0003; 2017-06-02: 649.9999; 2017-06-02: 649.9999; 2017-06-02: 649.9999; 2017-06-02: 649.9999; 2017-06-02: 649.9999; 2017-06-02: 649.9999; 2017-06-02: 649.9999; 2017-06-02: 649.9999; 2017-06-02: 649.9999; 2017-06-02: 649.9999; 2017-06-02: 649.9999; 2017-06-02: 649.9999; 2017-06-02: 649.9999; 2017-06-02: 649.9999; 2017-06-02: 649.9999; 2017-06-02: 649.9999; 2017-06-02: 649.9999; 2017-06-02: 649.9999; 2017-06-02: 650.0003; 2017-06-02: 649.9999; 2017-06-02: 650.0003; 2017-06-02: 649.9999; 2017-06-02: 649.9999; 2017-06-02: 649.9999; 2017-06-02: 650.0003; 2017-06-02: 649.9999; 2017-06-02: 649.9999; 2017-06-02: 649.9999; 2017-06-02: 650.0003; 2017-06-02: 649.9999; 2017-06-02: 649.9999; 2017-06-02: 649.9999; 2017-06-02: 649.9999; 2017-06-02: 649.9999; 2017-06-02: 649.9999; 2017-06-02: 650.0003; 2017-06-02: 649.9999; 2017-06-02: 649.9999; 2017-06-02: 650.0005; 2017-06-02: 649.9999; 2017-06-02: 649.9999; 2017-06-02: 649.9999; 2017-06-02: 649.9999; 2017-06-02: 649.9999; 2017-06-02: 649.9999; 2017-06-02: 649.9998; 2017-06-02: 649.9999; 2017-06-02: 649.9999; 2017-06-02: 649.9999; 2017-06-02: 649.9999; 2017-06-02: 649.9999; 2017-06-02: 649.9999; 2017-06-02: 649.9999; 2017-06-02: 650.0003; 2017-06-02: 649.9998; 2017-06-02: 649.9999; 2017-06-02: 650.0003; 2017-06-02: 649.9999; 2017-06-02: 649.9999; 2017-06-02: 649.9999; 2017-06-02: 649.9999; 2017-06-02: 649.9999; 2017-06-02: 649.9999; 2017-06-02: 649.9999; 2017-06-02: 649.9999; 2017-06-02: 649.9999
483 |  | Enthalpy, Btu/lb | 2017-06-02: 1330.7155; 2017-06-02: 1330.3277; 2017-06-02: 1330.688; 2017-06-02: 1331.0195; 2017-06-02: 1330.5685; 2017-06-02: 1331.6816; 2017-06-02: 1331.0156; 2017-06-02: 1331.8148; 2017-06-02: 1331.1192; 2017-06-02: 1332.1106; 2017-06-02: 1331.381; 2017-06-02: 1331.875; 2017-06-02: 1333.2598; 2017-06-02: 1336.7903; 2017-06-02: 1336.3728; 2017-06-02: 1336.5852; 2017-06-02: 1336.8419; 2017-06-02: 1337.4494; 2017-06-02: 1337.5852; 2017-06-02: 1337.8277; 2017-06-02: 1338.4292; 2017-06-02: 1341.614; 2017-06-02: 1341.2954; 2017-06-02: 1341.4786; 2017-06-02: 1341.6802; 2017-06-02: 1342.0994; 2017-06-02: 1342.212; 2017-06-02: 1342.3767; 2017-06-02: 1342.7434; 2017-06-02: 1344.5001; 2017-06-02: 1344.6256; 2017-06-02: 1344.5946; 2017-06-02: 1344.5358; 2017-06-02: 1344.445; 2017-06-02: 1344.2933; 2017-06-02: 1344.375; 2017-06-02: 1344.1376; 2017-06-02: 1344.2322; 2017-06-02: 1344.0297; 2017-06-02: 1344.2223; 2017-06-02: 1344.3995; 2017-06-02: 1344.1604; 2017-06-02: 1344.7486; 2017-06-02: 1344.3913; 2017-06-02: 1344.8195; 2017-06-02: 1344.4455; 2017-06-02: 1344.9833; 2017-06-02: 1344.5856; 2017-06-02: 1344.8646; 2017-06-02: 1345.6075; 2017-06-02: 1347.4975; 2017-06-02: 1347.2799; 2017-06-02: 1347.3913; 2017-06-02: 1347.5271; 2017-06-02: 1347.844; 2017-06-02: 1347.9154; 2017-06-02: 1348.0448; 2017-06-02: 1348.3625; 2017-06-02: 1350.037; 2017-06-02: 1349.8685; 2017-06-02: 1349.9661; 2017-06-02: 1350.0727; 2017-06-02: 1350.2941; 2017-06-02: 1350.3534; 2017-06-02: 1350.4416; 2017-06-02: 1350.6385; 2017-06-02: 1351.5641; 2017-06-02: 1351.632; 2017-06-02: 1351.6144; 2017-06-02: 1351.583; 2017-06-02: 1351.5323; 2017-06-02: 1351.4497; 2017-06-02: 1351.494; 2017-06-02: 1351.3637; 2017-06-02: 1343.507; 2017-06-02: 1343.507
484 | HP Bypass Control Valve Pressure Loss | dP, psi | 2017-06-02: 1241.4226; 2017-06-02: 1259.2374; 2017-06-02: 1251.1864; 2017-06-02: 1245.3804; 2017-06-02: 1262.3834; 2017-06-02: 1223.7681; 2017-06-02: 1250.2868; 2017-06-02: 1219.2386; 2017-06-02: 1246.962; 2017-06-02: 1204.2081; 2017-06-02: 1237.054; 2017-06-02: 1209.6302; 2017-06-02: 1156.2524; 2017-06-02: 1022.574; 2017-06-02: 1037.8913; 2017-06-02: 1028.9031; 2017-06-02: 1018.0981; 2017-06-02: 993.9685; 2017-06-02: 988.5175; 2017-06-02: 977.1468; 2017-06-02: 951.8279; 2017-06-02: 834.1837; 2017-06-02: 846.4078; 2017-06-02: 839.2384; 2017-06-02: 831.3038; 2017-06-02: 814.8947; 2017-06-02: 810.7214; 2017-06-02: 802.7403; 2017-06-02: 786.1603; 2017-06-02: 761.2457; 2017-06-02: 762.9288; 2017-06-02: 762.5169; 2017-06-02: 761.7397; 2017-06-02: 760.5527; 2017-06-02: 758.5473; 2017-06-02: 759.6329; 2017-06-02: 756.5341; 2017-06-02: 771.6668; 2017-06-02: 769.3626; 2017-06-02: 771.6476; 2017-06-02: 773.7651; 2017-06-02: 770.9697; 2017-06-02: 777.5209; 2017-06-02: 773.37; 2017-06-02: 778.2751; 2017-06-02: 773.942; 2017-06-02: 780.0378; 2017-06-02: 775.4642; 2017-06-02: 778.4602; 2017-06-02: 787.3974; 2017-06-02: 810.8453; 2017-06-02: 808.1094; 2017-06-02: 809.4707; 2017-06-02: 811.1213; 2017-06-02: 815.0628; 2017-06-02: 815.9575; 2017-06-02: 817.5229; 2017-06-02: 821.4791; 2017-06-02: 843.5257; 2017-06-02: 841.2808; 2017-06-02: 842.5769; 2017-06-02: 843.9919; 2017-06-02: 846.943; 2017-06-02: 847.7416; 2017-06-02: 848.8895; 2017-06-02: 851.4832; 2017-06-02: 864.5326; 2017-06-02: 865.5293; 2017-06-02: 865.286; 2017-06-02: 864.8556; 2017-06-02: 864.1635; 2017-06-02: 862.9678; 2017-06-02: 863.6412; 2017-06-02: 861.8041; 2017-06-02: 725; 2017-06-02: 724.9999
485
486 | Total HRH Steam per HRSG Unit | Flow, lb/h | 2017-06-02: 901904.0018; 2017-06-02: 912108.9437; 2017-06-02: 901018.2719; 2017-06-02: 890964.92; 2017-06-02: 903685.7793; 2017-06-02: 871084.4107; 2017-06-02: 890365.7031; 2017-06-02: 866958.9411; 2017-06-02: 887221.2032; 2017-06-02: 857419.8839; 2017-06-02: 879302.8096; 2017-06-02: 863069.9836; 2017-06-02: 823886.7529; 2017-06-02: 722451.3131; 2017-06-02: 734586.0509; 2017-06-02: 728213.6369; 2017-06-02: 720565.4068; 2017-06-02: 702824.9352; 2017-06-02: 698831.6108; 2017-06-02: 691246.5564; 2017-06-02: 673120.2049; 2017-06-02: 580359.7594; 2017-06-02: 589778.6557; 2017-06-02: 584251.336; 2017-06-02: 578327.0252; 2017-06-02: 566116.9686; 2017-06-02: 562856.038; 2017-06-02: 557683.4071; 2017-06-02: 546352.9692; 2017-06-02: 497068.846; 2017-06-02: 493633.7061; 2017-06-02: 494643.6445; 2017-06-02: 496381.2148; 2017-06-02: 499393.6489; 2017-06-02: 503736.8208; 2017-06-02: 501688.7688; 2017-06-02: 508792.2274; 2017-06-02: 895272.9325; 2017-06-02: 905544.5422; 2017-06-02: 894384.8216; 2017-06-02: 883839.3975; 2017-06-02: 896530.0975; 2017-06-02: 863593.0087; 2017-06-02: 882920.3337; 2017-06-02: 859354.045; 2017-06-02: 879725.0392; 2017-06-02: 849604.6667; 2017-06-02: 871640.7697; 2017-06-02: 855093.6524; 2017-06-02: 815771.5304; 2017-06-02: 714696.6525; 2017-06-02: 726341.6198; 2017-06-02: 720039.1277; 2017-06-02: 712267.1652; 2017-06-02: 694945.4311; 2017-06-02: 691068.458; 2017-06-02: 683640.073; 2017-06-02: 665887.0615; 2017-06-02: 574929.9811; 2017-06-02: 584110.3018; 2017-06-02: 578986.9574; 2017-06-02: 572974.9466; 2017-06-02: 560895.4479; 2017-06-02: 557723.0904; 2017-06-02: 552653.9533; 2017-06-02: 541493.1216; 2017-06-02: 493626.8012; 2017-06-02: 490089.4372; 2017-06-02: 491018.1044; 2017-06-02: 492738.2141; 2017-06-02: 495650.4877; 2017-06-02: 499907.0707; 2017-06-02: 497968.227; 2017-06-02: 504976.1283; 2017-06-02: 497528.0605; 2017-06-02: 497307.501
487 |  | Pressure, psia | 2017-06-02: 448.2824; 2017-06-02: 453.6889; 2017-06-02: 448.7017; 2017-06-02: 444.0947; 2017-06-02: 450.3735; 2017-06-02: 434.8778; 2017-06-02: 444.1714; 2017-06-02: 433.0234; 2017-06-02: 442.7308; 2017-06-02: 428.9166; 2017-06-02: 439.0922; 2017-06-02: 432.2537; 2017-06-02: 412.7779; 2017-06-02: 362.4231; 2017-06-02: 368.4266; 2017-06-02: 365.3876; 2017-06-02: 361.6985; 2017-06-02: 352.9369; 2017-06-02: 350.9702; 2017-06-02: 347.4816; 2017-06-02: 338.776; 2017-06-02: 292.0312; 2017-06-02: 296.7369; 2017-06-02: 294.0375; 2017-06-02: 291.0557; 2017-06-02: 284.8343; 2017-06-02: 283.1592; 2017-06-02: 280.7264; 2017-06-02: 275.2928; 2017-06-02: 248.8891; 2017-06-02: 246.9901; 2017-06-02: 247.4573; 2017-06-02: 248.3386; 2017-06-02: 249.6931; 2017-06-02: 251.9812; 2017-06-02: 250.7423; 2017-06-02: 254.3042; 2017-06-02: 229.8091; 2017-06-02: 232.6162; 2017-06-02: 230.0278; 2017-06-02: 227.656; 2017-06-02: 230.9375; 2017-06-02: 222.9659; 2017-06-02: 227.8579; 2017-06-02: 222.0173; 2017-06-02: 227.1324; 2017-06-02: 219.8244; 2017-06-02: 225.2472; 2017-06-02: 221.518; 2017-06-02: 211.2549; 2017-06-02: 184.981; 2017-06-02: 188.0204; 2017-06-02: 186.4824; 2017-06-02: 184.6265; 2017-06-02: 180.2161; 2017-06-02: 179.217; 2017-06-02: 177.4353; 2017-06-02: 173.0303; 2017-06-02: 149.4465; 2017-06-02: 151.8283; 2017-06-02: 150.4424; 2017-06-02: 148.9474; 2017-06-02: 145.8205; 2017-06-02: 144.9785; 2017-06-02: 143.7416; 2017-06-02: 140.9825; 2017-06-02: 127.6381; 2017-06-02: 126.6595; 2017-06-02: 126.9139; 2017-06-02: 127.3613; 2017-06-02: 128.0739; 2017-06-02: 129.2754; 2017-06-02: 128.6088; 2017-06-02: 130.4742; 2017-06-02: 264.9822; 2017-06-02: 264.9908
488 |  | Temperature, F | 2017-06-02: 1026.7441; 2017-06-02: 1029.7119; 2017-06-02: 1034.9251; 2017-06-02: 1039.5567; 2017-06-02: 1039.4245; 2017-06-02: 1045.1115; 2017-06-02: 1043.9337; 2017-06-02: 1046.5345; 2017-06-02: 1044.9664; 2017-06-02: 1049.7454; 2017-06-02: 1047.078; 2017-06-02: 1052.4952; 2017-06-02: 1052.332; 2017-06-02: 1052.2436; 2017-06-02: 1051.8143; 2017-06-02: 1052.7107; 2017-06-02: 1053.8964; 2017-06-02: 1055.7306; 2017-06-02: 1056.1582; 2017-06-02: 1058.2768; 2017-06-02: 1061.3955; 2017-06-02: 1062.6575; 2017-06-02: 1062.1272; 2017-06-02: 1062.3155; 2017-06-02: 1062.7425; 2017-06-02: 1063.5782; 2017-06-02: 1063.6362; 2017-06-02: 1065.2441; 2017-06-02: 1067.9405; 2017-06-02: 1057.1553; 2017-06-02: 1055.5552; 2017-06-02: 1055.4476; 2017-06-02: 1055.2582; 2017-06-02: 1054.8361; 2017-06-02: 1056.3035; 2017-06-02: 1054.4722; 2017-06-02: 1055.5135; 2017-06-02: 1039.6886; 2017-06-02: 1041.8769; 2017-06-02: 1044.8852; 2017-06-02: 1048.7628; 2017-06-02: 1048.8169; 2017-06-02: 1054.0679; 2017-06-02: 1053.1476; 2017-06-02: 1055.4438; 2017-06-02: 1054.1462; 2017-06-02: 1058.5456; 2017-06-02: 1056.1721; 2017-06-02: 1061.3988; 2017-06-02: 1060.8654; 2017-06-02: 1059.4708; 2017-06-02: 1059.2998; 2017-06-02: 1060.1033; 2017-06-02: 1061.2387; 2017-06-02: 1062.797; 2017-06-02: 1063.1601; 2017-06-02: 1065.1775; 2017-06-02: 1068.0566; 2017-06-02: 1067.9095; 2017-06-02: 1067.5049; 2017-06-02: 1067.5458; 2017-06-02: 1067.9598; 2017-06-02: 1068.7159; 2017-06-02: 1068.7377; 2017-06-02: 1070.3253; 2017-06-02: 1072.9742; 2017-06-02: 1061.0364; 2017-06-02: 1059.4017; 2017-06-02: 1059.3331; 2017-06-02: 1059.1632; 2017-06-02: 1058.8057; 2017-06-02: 1060.3722; 2017-06-02: 1058.4696; 2017-06-02: 1059.6558; 2017-06-02: 1054.4662; 2017-06-02: 1054.5382
489 |  | Enthalpy, Btu/lb | 2017-06-02: 1536.8371; 2017-06-02: 1538.2915; 2017-06-02: 1541.2429; 2017-06-02: 1543.868; 2017-06-02: 1543.6285; 2017-06-02: 1547.1126; 2017-06-02: 1546.2304; 2017-06-02: 1547.9299; 2017-06-02: 1546.8263; 2017-06-02: 1549.7712; 2017-06-02: 1548.0632; 2017-06-02: 1551.1685; 2017-06-02: 1551.5889; 2017-06-02: 1552.8542; 2017-06-02: 1552.4673; 2017-06-02: 1553.0279; 2017-06-02: 1553.76; 2017-06-02: 1554.9711; 2017-06-02: 1555.2514; 2017-06-02: 1556.4776; 2017-06-02: 1558.3731; 2017-06-02: 1560.2407; 2017-06-02: 1559.8374; 2017-06-02: 1560.0072; 2017-06-02: 1560.3107; 2017-06-02: 1560.9152; 2017-06-02: 1560.9883; 2017-06-02: 1561.9083; 2017-06-02: 1563.4844; 2017-06-02: 1558.4105; 2017-06-02: 1557.6087; 2017-06-02: 1557.5395; 2017-06-02: 1557.4165; 2017-06-02: 1557.1573; 2017-06-02: 1557.8787; 2017-06-02: 1556.9367; 2017-06-02: 1557.3985; 2017-06-02: 1549.6384; 2017-06-02: 1550.7235; 2017-06-02: 1552.386; 2017-06-02: 1554.5029; 2017-06-02: 1554.4466; 2017-06-02: 1557.4371; 2017-06-02: 1556.8232; 2017-06-02: 1558.1912; 2017-06-02: 1557.3714; 2017-06-02: 1559.8929; 2017-06-02: 1558.4948; 2017-06-02: 1561.3636; 2017-06-02: 1561.3413; 2017-06-02: 1561.2707; 2017-06-02: 1561.1031; 2017-06-02: 1561.5674; 2017-06-02: 1562.2149; 2017-06-02: 1563.1508; 2017-06-02: 1563.3683; 2017-06-02: 1564.4805; 2017-06-02: 1566.1142; 2017-06-02: 1566.6267; 2017-06-02: 1566.3537; 2017-06-02: 1566.41; 2017-06-02: 1566.6658; 2017-06-02: 1567.143; 2017-06-02: 1567.1757; 2017-06-02: 1568.0446; 2017-06-02: 1569.5119; 2017-06-02: 1563.5515; 2017-06-02: 1562.7157; 2017-06-02: 1562.6732; 2017-06-02: 1562.5725; 2017-06-02: 1562.3662; 2017-06-02: 1563.1603; 2017-06-02: 1562.1757; 2017-06-02: 1562.7527; 2017-06-02: 1556.5666; 2017-06-02: 1556.6044
490 | HRH Steam Terminal Desuperheating Flow - (each HRSG) | Flow, lb/h | 2017-06-02: 0; 2017-06-02: 0; 2017-06-02: 0; 2017-06-02: 0; 2017-06-02: 0; 2017-06-02: 0; 2017-06-02: 0; 2017-06-02: 0; 2017-06-02: 0; 2017-06-02: 0; 2017-06-02: 0; 2017-06-02: 0; 2017-06-02: 0; 2017-06-02: 0; 2017-06-02: 0; 2017-06-02: 0; 2017-06-02: 0; 2017-06-02: 0; 2017-06-02: 0; 2017-06-02: 0; 2017-06-02: 0; 2017-06-02: 0; 2017-06-02: 0; 2017-06-02: 0; 2017-06-02: 0; 2017-06-02: 0; 2017-06-02: 0; 2017-06-02: 0; 2017-06-02: 0; 2017-06-02: 0; 2017-06-02: 0; 2017-06-02: 0; 2017-06-02: 0; 2017-06-02: 0; 2017-06-02: 0; 2017-06-02: 0; 2017-06-02: 0; 2017-06-02: 0; 2017-06-02: 0; 2017-06-02: 0; 2017-06-02: 0; 2017-06-02: 0; 2017-06-02: 0; 2017-06-02: 0; 2017-06-02: 0; 2017-06-02: 0; 2017-06-02: 0; 2017-06-02: 0; 2017-06-02: 0; 2017-06-02: 0; 2017-06-02: 0; 2017-06-02: 0; 2017-06-02: 0; 2017-06-02: 0; 2017-06-02: 0; 2017-06-02: 0; 2017-06-02: 0; 2017-06-02: 0; 2017-06-02: 0; 2017-06-02: 0; 2017-06-02: 0; 2017-06-02: 0; 2017-06-02: 0; 2017-06-02: 0; 2017-06-02: 0; 2017-06-02: 0; 2017-06-02: 0; 2017-06-02: 0; 2017-06-02: 0; 2017-06-02: 0; 2017-06-02: 0; 2017-06-02: 0; 2017-06-02: 0; 2017-06-02: 0; 2017-06-02: 74305.4137; 2017-06-02: 22263.0593
491 | (from IP Feedwater) | Temperature, F | 2017-06-02: 324.7714; 2017-06-02: 324.8451; 2017-06-02: 324.1641; 2017-06-02: 323.3514; 2017-06-02: 324.2415; 2017-06-02: 321.8607; 2017-06-02: 323.3433; 2017-06-02: 321.5167; 2017-06-02: 323.1324; 2017-06-02: 320.76; 2017-06-02: 322.6051; 2017-06-02: 321.417; 2017-06-02: 318.4797; 2017-06-02: 307.1563; 2017-06-02: 308.5309; 2017-06-02: 307.9393; 2017-06-02: 307.648; 2017-06-02: 307.272; 2017-06-02: 307.1433; 2017-06-02: 306.7437; 2017-06-02: 305.7008; 2017-06-02: 295.5594; 2017-06-02: 296.5622; 2017-06-02: 295.1299; 2017-06-02: 294.8279; 2017-06-02: 295.0734; 2017-06-02: 295.0147; 2017-06-02: 294.8176; 2017-06-02: 294.197; 2017-06-02: 288.3934; 2017-06-02: 288.4588; 2017-06-02: 288.8762; 2017-06-02: 288.6411; 2017-06-02: 290.2784; 2017-06-02: 290.6798; 2017-06-02: 291.2191; 2017-06-02: 292.3903; 2017-06-02: 296.8268; 2017-06-02: 296.4155; 2017-06-02: 294.2073; 2017-06-02: 292.0413; 2017-06-02: 292.4622; 2017-06-02: 291.9582; 2017-06-02: 292.9887; 2017-06-02: 291.8512; 2017-06-02: 293.0202; 2017-06-02: 291.4968; 2017-06-02: 292.9966; 2017-06-02: 292.4114; 2017-06-02: 290.5846; 2017-06-02: 283.2444; 2017-06-02: 283.0401; 2017-06-02: 282.1476; 2017-06-02: 280.1669; 2017-06-02: 280.5028; 2017-06-02: 280.7949; 2017-06-02: 280.8106; 2017-06-02: 280.5395; 2017-06-02: 270.6172; 2017-06-02: 270.7828; 2017-06-02: 272.0332; 2017-06-02: 270.2759; 2017-06-02: 270.2147; 2017-06-02: 270.4955; 2017-06-02: 270.9043; 2017-06-02: 270.984; 2017-06-02: 269.5676; 2017-06-02: 267.6106; 2017-06-02: 267.0789; 2017-06-02: 267.0217; 2017-06-02: 267.9683; 2017-06-02: 268.4615; 2017-06-02: 269.5842; 2017-06-02: 271.144; 2017-06-02: 294.6945; 2017-06-02: 294.6907
492 |  | % of inlet steam | 2017-06-02: 0; 2017-06-02: 0; 2017-06-02: 0; 2017-06-02: 0; 2017-06-02: 0; 2017-06-02: 0; 2017-06-02: 0; 2017-06-02: 0; 2017-06-02: 0; 2017-06-02: 0; 2017-06-02: 0; 2017-06-02: 0; 2017-06-02: 0; 2017-06-02: 0; 2017-06-02: 0; 2017-06-02: 0; 2017-06-02: 0; 2017-06-02: 0; 2017-06-02: 0; 2017-06-02: 0; 2017-06-02: 0; 2017-06-02: 0; 2017-06-02: 0; 2017-06-02: 0; 2017-06-02: 0; 2017-06-02: 0; 2017-06-02: 0; 2017-06-02: 0; 2017-06-02: 0; 2017-06-02: 0; 2017-06-02: 0; 2017-06-02: 0; 2017-06-02: 0; 2017-06-02: 0; 2017-06-02: 0; 2017-06-02: 0; 2017-06-02: 0; 2017-06-02: 0; 2017-06-02: 0; 2017-06-02: 0; 2017-06-02: 0; 2017-06-02: 0; 2017-06-02: 0; 2017-06-02: 0; 2017-06-02: 0; 2017-06-02: 0; 2017-06-02: 0; 2017-06-02: 0; 2017-06-02: 0; 2017-06-02: 0; 2017-06-02: 0; 2017-06-02: 0; 2017-06-02: 0; 2017-06-02: 0; 2017-06-02: 0; 2017-06-02: 0; 2017-06-02: 0; 2017-06-02: 0; 2017-06-02: 0; 2017-06-02: 0; 2017-06-02: 0; 2017-06-02: 0; 2017-06-02: 0; 2017-06-02: 0; 2017-06-02: 0; 2017-06-02: 0; 2017-06-02: 0; 2017-06-02: 0; 2017-06-02: 0; 2017-06-02: 0; 2017-06-02: 0; 2017-06-02: 0; 2017-06-02: 0; 2017-06-02: 0; 2017-06-02: 0.14935; 2017-06-02: 0.044767
493 |  | Final Superheat, F | 2017-06-02: 570.8122; 2017-06-02: 572.5733; 2017-06-02: 578.8993; 2017-06-02: 584.5671; 2017-06-02: 583.0245; 2017-06-02: 592.2203; 2017-06-02: 588.9269; 2017-06-02: 594.0697; 2017-06-02: 590.2853; 2017-06-02: 598.2296; 2017-06-02: 593.2231; 2017-06-02: 600.2078; 2017-06-02: 604.6153; 2017-06-02: 617.1673; 2017-06-02: 615.1624; 2017-06-02: 616.8539; 2017-06-02: 619.0115; 2017-06-02: 623.1854; 2017-06-02: 624.1444; 2017-06-02: 627.2111; 2017-06-02: 632.7283; 2017-06-02: 647.7532; 2017-06-02: 645.7633; 2017-06-02: 646.7868; 2017-06-02: 648.1433; 2017-06-02: 650.9423; 2017-06-02: 651.5343; 2017-06-02: 653.9227; 2017-06-02: 658.381; 2017-06-02: 656.5642; 2017-06-02: 655.6374; 2017-06-02: 655.3636; 2017-06-02: 654.862; 2017-06-02: 653.9612; 2017-06-02: 654.6251; 2017-06-02: 653.2281; 2017-06-02: 653.0247; 2017-06-02: 646.051; 2017-06-02: 647.1887; 2017-06-02: 651.1653; 2017-06-02: 655.9378; 2017-06-02: 654.7559; 2017-06-02: 663.0338; 2017-06-02: 660.2459; 2017-06-02: 664.7756; 2017-06-02: 661.5196; 2017-06-02: 668.7277; 2017-06-02: 664.2634; 2017-06-02: 670.9237; 2017-06-02: 674.4355; 2017-06-02: 684.1456; 2017-06-02: 682.6289; 2017-06-02: 684.1112; 2017-06-02: 686.0714; 2017-06-02: 689.6164; 2017-06-02: 690.4348; 2017-06-02: 693.2689; 2017-06-02: 698.1957; 2017-06-02: 709.7657; 2017-06-02: 708.1144; 2017-06-02: 708.8787; 2017-06-02: 710.0793; 2017-06-02: 712.5007; 2017-06-02: 712.9755; 2017-06-02: 715.2329; 2017-06-02: 719.3916; 2017-06-02: 715.1045; 2017-06-02: 714.0553; 2017-06-02: 713.8343; 2017-06-02: 713.3967; 2017-06-02: 712.6141; 2017-06-02: 713.4685; 2017-06-02: 711.9603; 2017-06-02: 712.0467; 2017-06-02: 328.8598; 2017-06-02: 543.8569
494 | HRSG HRH Steam Bypassed -- CV Inlet | Flow, lb/h | 2017-06-02: 901904.0018; 2017-06-02: 912108.9437; 2017-06-02: 901018.2719; 2017-06-02: 890964.92; 2017-06-02: 903685.7793; 2017-06-02: 871084.4107; 2017-06-02: 890365.7031; 2017-06-02: 866958.9411; 2017-06-02: 887221.2032; 2017-06-02: 857419.8839; 2017-06-02: 879302.8096; 2017-06-02: 863069.9836; 2017-06-02: 823886.7529; 2017-06-02: 722451.3131; 2017-06-02: 734586.0509; 2017-06-02: 728213.6369; 2017-06-02: 720565.4068; 2017-06-02: 702824.9352; 2017-06-02: 698831.6108; 2017-06-02: 691246.5564; 2017-06-02: 673120.2049; 2017-06-02: 580359.7594; 2017-06-02: 589778.6557; 2017-06-02: 584251.336; 2017-06-02: 578327.0252; 2017-06-02: 566116.9686; 2017-06-02: 562856.038; 2017-06-02: 557683.4071; 2017-06-02: 546352.9692; 2017-06-02: 497068.846; 2017-06-02: 493633.7061; 2017-06-02: 494643.6445; 2017-06-02: 496381.2148; 2017-06-02: 499393.6489; 2017-06-02: 503736.8208; 2017-06-02: 501688.7688; 2017-06-02: 508792.2274; 2017-06-02: 895272.9325; 2017-06-02: 905544.5422; 2017-06-02: 894384.8216; 2017-06-02: 883839.3975; 2017-06-02: 896530.0975; 2017-06-02: 863593.0087; 2017-06-02: 882920.3337; 2017-06-02: 859354.045; 2017-06-02: 879725.0392; 2017-06-02: 849604.6667; 2017-06-02: 871640.7697; 2017-06-02: 855093.6524; 2017-06-02: 815771.5304; 2017-06-02: 714696.6525; 2017-06-02: 726341.6198; 2017-06-02: 720039.1277; 2017-06-02: 712267.1652; 2017-06-02: 694945.4311; 2017-06-02: 691068.458; 2017-06-02: 683640.073; 2017-06-02: 665887.0615; 2017-06-02: 574929.9811; 2017-06-02: 584110.3018; 2017-06-02: 578986.9574; 2017-06-02: 572974.9466; 2017-06-02: 560895.4479; 2017-06-02: 557723.0904; 2017-06-02: 552653.9533; 2017-06-02: 541493.1216; 2017-06-02: 493626.8012; 2017-06-02: 490089.4372; 2017-06-02: 491018.1044; 2017-06-02: 492738.2141; 2017-06-02: 495650.4877; 2017-06-02: 499907.0707; 2017-06-02: 497968.227; 2017-06-02: 504976.1283; 2017-06-02: 571833.4186; 2017-06-02: 519570.5921
495 |  | Pressure, psia | 2017-06-02: 448.2824; 2017-06-02: 453.6889; 2017-06-02: 448.7017; 2017-06-02: 444.0947; 2017-06-02: 450.3735; 2017-06-02: 434.8778; 2017-06-02: 444.1714; 2017-06-02: 433.0234; 2017-06-02: 442.7308; 2017-06-02: 428.9166; 2017-06-02: 439.0922; 2017-06-02: 432.2537; 2017-06-02: 412.7779; 2017-06-02: 362.4231; 2017-06-02: 368.4266; 2017-06-02: 365.3876; 2017-06-02: 361.6985; 2017-06-02: 352.9369; 2017-06-02: 350.9702; 2017-06-02: 347.4816; 2017-06-02: 338.776; 2017-06-02: 292.0312; 2017-06-02: 296.7369; 2017-06-02: 294.0375; 2017-06-02: 291.0557; 2017-06-02: 284.8343; 2017-06-02: 283.1592; 2017-06-02: 280.7264; 2017-06-02: 275.2928; 2017-06-02: 248.8891; 2017-06-02: 246.9901; 2017-06-02: 247.4573; 2017-06-02: 248.3386; 2017-06-02: 249.6931; 2017-06-02: 251.9812; 2017-06-02: 250.7423; 2017-06-02: 254.3042; 2017-06-02: 229.8091; 2017-06-02: 232.6162; 2017-06-02: 230.0278; 2017-06-02: 227.656; 2017-06-02: 230.9375; 2017-06-02: 222.9659; 2017-06-02: 227.8579; 2017-06-02: 222.0173; 2017-06-02: 227.1324; 2017-06-02: 219.8244; 2017-06-02: 225.2472; 2017-06-02: 221.518; 2017-06-02: 211.2549; 2017-06-02: 184.981; 2017-06-02: 188.0204; 2017-06-02: 186.4824; 2017-06-02: 184.6265; 2017-06-02: 180.2161; 2017-06-02: 179.217; 2017-06-02: 177.4353; 2017-06-02: 173.0303; 2017-06-02: 149.4465; 2017-06-02: 151.8283; 2017-06-02: 150.4424; 2017-06-02: 148.9474; 2017-06-02: 145.8205; 2017-06-02: 144.9785; 2017-06-02: 143.7416; 2017-06-02: 140.9825; 2017-06-02: 127.6381; 2017-06-02: 126.6595; 2017-06-02: 126.9139; 2017-06-02: 127.3613; 2017-06-02: 128.0739; 2017-06-02: 129.2754; 2017-06-02: 128.6088; 2017-06-02: 130.4742; 2017-06-02: 264.9822; 2017-06-02: 264.9908
496 |  | Temperature, F | 2017-06-02: 1026.7441; 2017-06-02: 1029.7119; 2017-06-02: 1034.9251; 2017-06-02: 1039.5567; 2017-06-02: 1039.4245; 2017-06-02: 1045.1115; 2017-06-02: 1043.9337; 2017-06-02: 1046.5345; 2017-06-02: 1044.9664; 2017-06-02: 1049.7454; 2017-06-02: 1047.078; 2017-06-02: 1052.4952; 2017-06-02: 1052.332; 2017-06-02: 1052.2436; 2017-06-02: 1051.8143; 2017-06-02: 1052.7107; 2017-06-02: 1053.8964; 2017-06-02: 1055.7306; 2017-06-02: 1056.1582; 2017-06-02: 1058.2768; 2017-06-02: 1061.3955; 2017-06-02: 1062.6575; 2017-06-02: 1062.1272; 2017-06-02: 1062.3155; 2017-06-02: 1062.7425; 2017-06-02: 1063.5782; 2017-06-02: 1063.6362; 2017-06-02: 1065.2441; 2017-06-02: 1067.9405; 2017-06-02: 1057.1553; 2017-06-02: 1055.5552; 2017-06-02: 1055.4476; 2017-06-02: 1055.2582; 2017-06-02: 1054.8361; 2017-06-02: 1056.3035; 2017-06-02: 1054.4722; 2017-06-02: 1055.5135; 2017-06-02: 1039.6886; 2017-06-02: 1041.8769; 2017-06-02: 1044.8852; 2017-06-02: 1048.7628; 2017-06-02: 1048.8169; 2017-06-02: 1054.0679; 2017-06-02: 1053.1476; 2017-06-02: 1055.4438; 2017-06-02: 1054.1462; 2017-06-02: 1058.5456; 2017-06-02: 1056.1721; 2017-06-02: 1061.3988; 2017-06-02: 1060.8654; 2017-06-02: 1059.4708; 2017-06-02: 1059.2998; 2017-06-02: 1060.1033; 2017-06-02: 1061.2387; 2017-06-02: 1062.797; 2017-06-02: 1063.1601; 2017-06-02: 1065.1775; 2017-06-02: 1068.0566; 2017-06-02: 1067.9095; 2017-06-02: 1067.5049; 2017-06-02: 1067.5458; 2017-06-02: 1067.9598; 2017-06-02: 1068.7159; 2017-06-02: 1068.7377; 2017-06-02: 1070.3253; 2017-06-02: 1072.9742; 2017-06-02: 1061.0364; 2017-06-02: 1059.4017; 2017-06-02: 1059.3331; 2017-06-02: 1059.1632; 2017-06-02: 1058.8057; 2017-06-02: 1060.3722; 2017-06-02: 1058.4696; 2017-06-02: 1059.6558; 2017-06-02: 735.0001; 2017-06-02: 950
497 |  | Enthalpy, Btu/lb | 2017-06-02: 1536.8371; 2017-06-02: 1538.2915; 2017-06-02: 1541.2429; 2017-06-02: 1543.868; 2017-06-02: 1543.6285; 2017-06-02: 1547.1126; 2017-06-02: 1546.2304; 2017-06-02: 1547.9299; 2017-06-02: 1546.8263; 2017-06-02: 1549.7712; 2017-06-02: 1548.0632; 2017-06-02: 1551.1685; 2017-06-02: 1551.5889; 2017-06-02: 1552.8542; 2017-06-02: 1552.4673; 2017-06-02: 1553.0279; 2017-06-02: 1553.76; 2017-06-02: 1554.9711; 2017-06-02: 1555.2514; 2017-06-02: 1556.4776; 2017-06-02: 1558.3731; 2017-06-02: 1560.2407; 2017-06-02: 1559.8374; 2017-06-02: 1560.0072; 2017-06-02: 1560.3107; 2017-06-02: 1560.9152; 2017-06-02: 1560.9883; 2017-06-02: 1561.9083; 2017-06-02: 1563.4844; 2017-06-02: 1558.4105; 2017-06-02: 1557.6087; 2017-06-02: 1557.5395; 2017-06-02: 1557.4165; 2017-06-02: 1557.1573; 2017-06-02: 1557.8787; 2017-06-02: 1556.9367; 2017-06-02: 1557.3985; 2017-06-02: 1549.6384; 2017-06-02: 1550.7235; 2017-06-02: 1552.386; 2017-06-02: 1554.5029; 2017-06-02: 1554.4466; 2017-06-02: 1557.4371; 2017-06-02: 1556.8232; 2017-06-02: 1558.1912; 2017-06-02: 1557.3714; 2017-06-02: 1559.8929; 2017-06-02: 1558.4948; 2017-06-02: 1561.3636; 2017-06-02: 1561.3413; 2017-06-02: 1561.2707; 2017-06-02: 1561.1031; 2017-06-02: 1561.5674; 2017-06-02: 1562.2149; 2017-06-02: 1563.1508; 2017-06-02: 1563.3683; 2017-06-02: 1564.4805; 2017-06-02: 1566.1142; 2017-06-02: 1566.6267; 2017-06-02: 1566.3537; 2017-06-02: 1566.41; 2017-06-02: 1566.6658; 2017-06-02: 1567.143; 2017-06-02: 1567.1757; 2017-06-02: 1568.0446; 2017-06-02: 1569.5119; 2017-06-02: 1563.5515; 2017-06-02: 1562.7157; 2017-06-02: 1562.6732; 2017-06-02: 1562.5725; 2017-06-02: 1562.3662; 2017-06-02: 1563.1603; 2017-06-02: 1562.1757; 2017-06-02: 1562.7527; 2017-06-02: 1388.8128; 2017-06-02: 1501.2865
498 | HRH Bypass Steam Desuperheating Flow | Flow, lb/h | 2017-06-02: 252140.2406; 2017-06-02: 257726.847; 2017-06-02: 258044.2336; 2017-06-02: 258519.1626; 2017-06-02: 262164.7824; 2017-06-02: 256968.0241; 2017-06-02: 262157.1633; 2017-06-02: 256765.4809; 2017-06-02: 262100.3369; 2017-06-02: 256164.8354; 2017-06-02: 261573.1053; 2017-06-02: 260689.439; 2017-06-02: 248806.7691; 2017-06-02: 209897.6702; 2017-06-02: 214749.8986; 2017-06-02: 214333.3039; 2017-06-02: 213753.4524; 2017-06-02: 210789.1938; 2017-06-02: 210103.7055; 2017-06-02: 209303.374; 2017-06-02: 206228.9547; 2017-06-02: 172439.1524; 2017-06-02: 175180.788; 2017-06-02: 174209.6598; 2017-06-02: 173699.9683; 2017-06-02: 171749.9339; 2017-06-02: 171098.4144; 2017-06-02: 170627.6918; 2017-06-02: 169097.3474; 2017-06-02: 146566.3945; 2017-06-02: 145149.1473; 2017-06-02: 145688.6012; 2017-06-02: 147214.4218; 2017-06-02: 149431.5244; 2017-06-02: 151382.035; 2017-06-02: 150982.9803; 2017-06-02: 154528.9952; 2017-06-02: 257358.3485; 2017-06-02: 260921.1097; 2017-06-02: 259224.7306; 2017-06-02: 259200.6032; 2017-06-02: 262954.0027; 2017-06-02: 257958.9146; 2017-06-02: 263355.0415; 2017-06-02: 257784.229; 2017-06-02: 263362.0258; 2017-06-02: 257219.6159; 2017-06-02: 262919.1608; 2017-06-02: 262048.3518; 2017-06-02: 249824.4854; 2017-06-02: 213813.3741; 2017-06-02: 216045.7945; 2017-06-02: 214334.4151; 2017-06-02: 212795.1816; 2017-06-02: 210362.1228; 2017-06-02: 209769.7314; 2017-06-02: 209116.8627; 2017-06-02: 206240.7009; 2017-06-02: 174878.7986; 2017-06-02: 176113.5823; 2017-06-02: 175001.261; 2017-06-02: 173319.7235; 2017-06-02: 171269.6873; 2017-06-02: 170701.8995; 2017-06-02: 170370.1476; 2017-06-02: 168993.6154; 2017-06-02: 147903.1641; 2017-06-02: 146344.7239; 2017-06-02: 146845.6057; 2017-06-02: 147222.914; 2017-06-02: 149085.8833; 2017-06-02: 151082.1884; 2017-06-02: 150800.993; 2017-06-02: 154492.6454; 2017-06-02: 86136.2811; 2017-06-02: 128859.1774
499 | (from Condensate) | Temperature, F | 2017-06-02: 94.5482; 2017-06-02: 101.6375; 2017-06-02: 106.6519; 2017-06-02: 112.4064; 2017-06-02: 113.0383; 2017-06-02: 120.036; 2017-06-02: 120.8943; 2017-06-02: 121.7309; 2017-06-02: 122.6124; 2017-06-02: 125.3413; 2017-06-02: 126.2478; 2017-06-02: 132.9323; 2017-06-02: 131.3222; 2017-06-02: 82.8475; 2017-06-02: 91.3849; 2017-06-02: 97.2921; 2017-06-02: 103.8274; 2017-06-02: 112.2721; 2017-06-02: 114.1099; 2017-06-02: 118.0776; 2017-06-02: 125.1163; 2017-06-02: 83.7792; 2017-06-02: 84.762; 2017-06-02: 88.677; 2017-06-02: 96.0642; 2017-06-02: 105.6029; 2017-06-02: 107.6203; 2017-06-02: 111.979; 2017-06-02: 119.8981; 2017-06-02: 81.0574; 2017-06-02: 80.5379; 2017-06-02: 82.72; 2017-06-02: 91.1764; 2017-06-02: 102.312; 2017-06-02: 104.8372; 2017-06-02: 109.6203; 2017-06-02: 118.4853; 2017-06-02: 81.604; 2017-06-02: 80.5555; 2017-06-02: 81.6516; 2017-06-02: 88.0736; 2017-06-02: 88.4064; 2017-06-02: 99.3661; 2017-06-02: 99.7849; 2017-06-02: 101.7149; 2017-06-02: 102.1399; 2017-06-02: 106.6105; 2017-06-02: 107.0355; 2017-06-02: 115.6111; 2017-06-02: 114.8963; 2017-06-02: 88.2829; 2017-06-02: 82.1214; 2017-06-02: 81.4453; 2017-06-02: 83.5207; 2017-06-02: 95.6206; 2017-06-02: 98.1; 2017-06-02: 103.2759; 2017-06-02: 112.1835; 2017-06-02: 89.7341; 2017-06-02: 80.3827; 2017-06-02: 83.0856; 2017-06-02: 83.149; 2017-06-02: 92.5066; 2017-06-02: 95.1181; 2017-06-02: 100.5582; 2017-06-02: 109.879; 2017-06-02: 82.4223; 2017-06-02: 81.2552; 2017-06-02: 83.1763; 2017-06-02: 82.4283; 2017-06-02: 90.8911; 2017-06-02: 93.7465; 2017-06-02: 99.347; 2017-06-02: 109.1437; 2017-06-02: 91.8536; 2017-06-02: 91.4149
500 | HRH Steam Bypassed to Condenser -- CV Exit | Flow, lb/h | 2017-06-02: 1154044.163; 2017-06-02: 1169835.7114; 2017-06-02: 1159062.5055; 2017-06-02: 1149484.5588; 2017-06-02: 1165850.7205; 2017-06-02: 1128052.4348; 2017-06-02: 1152522.7076; 2017-06-02: 1123723.787; 2017-06-02: 1149321.8575; 2017-06-02: 1113584.7193; 2017-06-02: 1140876.4705; 2017-06-02: 1123759.5019; 2017-06-02: 1072693.5219; 2017-06-02: 932348.9832; 2017-06-02: 949335.7908; 2017-06-02: 942546.7821; 2017-06-02: 934318.8592; 2017-06-02: 913613.7322; 2017-06-02: 908935.0782; 2017-06-02: 900550.0097; 2017-06-02: 879348.8421; 2017-06-02: 752798.8324; 2017-06-02: 764959.3644; 2017-06-02: 758461.0752; 2017-06-02: 752026.9141; 2017-06-02: 737866.9024; 2017-06-02: 733954.5318; 2017-06-02: 728311.1783; 2017-06-02: 715450.3166; 2017-06-02: 643635.2405; 2017-06-02: 638782.8533; 2017-06-02: 640332.2457; 2017-06-02: 643595.6366; 2017-06-02: 648825.2526; 2017-06-02: 655118.7763; 2017-06-02: 652671.7491; 2017-06-02: 663321.2226; 2017-06-02: 1152630.646; 2017-06-02: 1166465.8107; 2017-06-02: 1153610.0284; 2017-06-02: 1143039.207; 2017-06-02: 1159483.9415; 2017-06-02: 1121551.5265; 2017-06-02: 1146275.7721; 2017-06-02: 1117138.7502; 2017-06-02: 1143086.8269; 2017-06-02: 1106824.2826; 2017-06-02: 1134559.6924; 2017-06-02: 1117141.9249; 2017-06-02: 1065596.5714; 2017-06-02: 928510.0266; 2017-06-02: 942387.2555; 2017-06-02: 934373.6221; 2017-06-02: 925062.3468; 2017-06-02: 905307.2365; 2017-06-02: 900838.11; 2017-06-02: 892757.0151; 2017-06-02: 872128.0799; 2017-06-02: 749808.7797; 2017-06-02: 760223.884; 2017-06-02: 753988.2185; 2017-06-02: 746294.7495; 2017-06-02: 732165.0558; 2017-06-02: 728424.9899; 2017-06-02: 723024.101; 2017-06-02: 710486.737; 2017-06-02: 641529.8859; 2017-06-02: 636434.1611; 2017-06-02: 637863.7895; 2017-06-02: 639961.0487; 2017-06-02: 644736.2916; 2017-06-02: 650989.2591; 2017-06-02: 648769.1405; 2017-06-02: 659468.7737; 2017-06-02: 657969.779; 2017-06-02: 648429.7695
501 | (per HRSG unit) | Pressure, psia | 2017-06-02: 128.2449; 2017-06-02: 130; 2017-06-02: 128.8039; 2017-06-02: 127.7399; 2017-06-02: 129.5572; 2017-06-02: 125.3577; 2017-06-02: 128.0757; 2017-06-02: 124.876; 2017-06-02: 127.7209; 2017-06-02: 123.7493; 2017-06-02: 126.7816; 2017-06-02: 124.8805; 2017-06-02: 119.2052; 2017-06-02: 103.6106; 2017-06-02: 105.4969; 2017-06-02: 104.7436; 2017-06-02: 103.8299; 2017-06-02: 101.5272; 2017-06-02: 101.0047; 2017-06-02: 100.0756; 2017-06-02: 97.7194; 2017-06-02: 83.6563; 2017-06-02: 85.0076; 2017-06-02: 84.2855; 2017-06-02: 83.5706; 2017-06-02: 81.997; 2017-06-02: 81.5619; 2017-06-02: 80.9351; 2017-06-02: 79.5057; 2017-06-02: 71.5266; 2017-06-02: 70.9859; 2017-06-02: 71.1582; 2017-06-02: 71.5204; 2017-06-02: 72.1023; 2017-06-02: 72.8014; 2017-06-02: 72.5294; 2017-06-02: 73.7128; 2017-06-02: 128.0883; 2017-06-02: 129.6258; 2017-06-02: 128.1973; 2017-06-02: 127.0234; 2017-06-02: 128.8503; 2017-06-02: 124.6346; 2017-06-02: 127.3827; 2017-06-02: 124.1441; 2017-06-02: 127.0277; 2017-06-02: 122.9979; 2017-06-02: 126.0802; 2017-06-02: 124.1445; 2017-06-02: 118.4164; 2017-06-02: 103.1826; 2017-06-02: 104.7247; 2017-06-02: 103.8343; 2017-06-02: 102.7998; 2017-06-02: 100.6042; 2017-06-02: 100.1074; 2017-06-02: 99.2093; 2017-06-02: 96.9166; 2017-06-02: 83.3239; 2017-06-02: 84.4814; 2017-06-02: 83.7885; 2017-06-02: 82.9334; 2017-06-02: 81.3631; 2017-06-02: 80.9475; 2017-06-02: 80.348; 2017-06-02: 78.9542; 2017-06-02: 71.2908; 2017-06-02: 70.727; 2017-06-02: 70.8814; 2017-06-02: 71.1185; 2017-06-02: 71.6491; 2017-06-02: 72.3442; 2017-06-02: 72.0956; 2017-06-02: 73.285; 2017-06-02: 73.1182; 2017-06-02: 72.0579
502 |  | Temperature, F | 2017-06-02: 385.2268; 2017-06-02: 385.7724; 2017-06-02: 385.3999; 2017-06-02: 385.0689; 2017-06-02: 385.6347; 2017-06-02: 384.3253; 2017-06-02: 385.1737; 2017-06-02: 384.1747; 2017-06-02: 385.063; 2017-06-02: 383.8219; 2017-06-02: 384.7701; 2017-06-02: 384.1761; 2017-06-02: 382.3936; 2017-06-02: 377.4254; 2017-06-02: 378.0318; 2017-06-02: 377.7899; 2017-06-02: 377.496; 2017-06-02: 376.7536; 2017-06-02: 376.585; 2017-06-02: 376.2846; 2017-06-02: 375.5212; 2017-06-02: 370.9146; 2017-06-02: 371.3612; 2017-06-02: 371.1222; 2017-06-02: 370.886; 2017-06-02: 370.3651; 2017-06-02: 370.2207; 2017-06-02: 370.0128; 2017-06-02: 369.538; 2017-06-02: 366.8707; 2017-06-02: 366.6891; 2017-06-02: 366.7469; 2017-06-02: 366.8688; 2017-06-02: 367.0642; 2017-06-02: 367.2993; 2017-06-02: 367.2079; 2017-06-02: 367.6044; 2017-06-02: 385.1775; 2017-06-02: 385.6561; 2017-06-02: 385.2115; 2017-06-02: 384.8455; 2017-06-02: 385.4147; 2017-06-02: 384.0991; 2017-06-02: 384.9575; 2017-06-02: 383.9455; 2017-06-02: 384.847; 2017-06-02: 383.5863; 2017-06-02: 384.5511; 2017-06-02: 383.9455; 2017-06-02: 382.1448; 2017-06-02: 377.2875; 2017-06-02: 377.7838; 2017-06-02: 377.4978; 2017-06-02: 377.1642; 2017-06-02: 376.4556; 2017-06-02: 376.2948; 2017-06-02: 376.0041; 2017-06-02: 375.2605; 2017-06-02: 370.8045; 2017-06-02: 371.187; 2017-06-02: 370.958; 2017-06-02: 370.675; 2017-06-02: 370.1548; 2017-06-02: 370.017; 2017-06-02: 369.8179; 2017-06-02: 369.3546; 2017-06-02: 366.7915; 2017-06-02: 366.6024; 2017-06-02: 366.6538; 2017-06-02: 366.7336; 2017-06-02: 366.912; 2017-06-02: 367.1454; 2017-06-02: 367.0624; 2017-06-02: 367.4615; 2017-06-02: 367.4052; 2017-06-02: 367.0493
503 |  | Enthalpy, Btu/lb | 2017-06-02: 1215.0003; 2017-06-02: 1215.0003; 2017-06-02: 1214.9998; 2017-06-02: 1215.0003; 2017-06-02: 1215.0003; 2017-06-02: 1215.0003; 2017-06-02: 1215.0003; 2017-06-02: 1215.0003; 2017-06-02: 1215.0003; 2017-06-02: 1215.0003; 2017-06-02: 1215.0003; 2017-06-02: 1215.0003; 2017-06-02: 1215.0003; 2017-06-02: 1215.0003; 2017-06-02: 1215.0003; 2017-06-02: 1215.0003; 2017-06-02: 1215.0003; 2017-06-02: 1215.0003; 2017-06-02: 1215.0003; 2017-06-02: 1215.0003; 2017-06-02: 1215.0003; 2017-06-02: 1215.0003; 2017-06-02: 1215.0003; 2017-06-02: 1215.0003; 2017-06-02: 1215.0003; 2017-06-02: 1215.0003; 2017-06-02: 1215.0003; 2017-06-02: 1215.0003; 2017-06-02: 1215.0003; 2017-06-02: 1215.0003; 2017-06-02: 1215.0003; 2017-06-02: 1215.0003; 2017-06-02: 1215.0003; 2017-06-02: 1215.0003; 2017-06-02: 1215.0003; 2017-06-02: 1215.0003; 2017-06-02: 1215.0003; 2017-06-02: 1215.0003; 2017-06-02: 1215.0003; 2017-06-02: 1215.0003; 2017-06-02: 1215.0003; 2017-06-02: 1215.0003; 2017-06-02: 1215.0003; 2017-06-02: 1214.9998; 2017-06-02: 1215.0003; 2017-06-02: 1215.0003; 2017-06-02: 1215.0003; 2017-06-02: 1215.0003; 2017-06-02: 1214.9998; 2017-06-02: 1215.0003; 2017-06-02: 1215.0003; 2017-06-02: 1215.0003; 2017-06-02: 1215.0003; 2017-06-02: 1215.0003; 2017-06-02: 1215.0003; 2017-06-02: 1215.0003; 2017-06-02: 1215.0003; 2017-06-02: 1215.0003; 2017-06-02: 1215.0003; 2017-06-02: 1215.0003; 2017-06-02: 1215.0003; 2017-06-02: 1215.0003; 2017-06-02: 1215.0003; 2017-06-02: 1215.0003; 2017-06-02: 1215.0003; 2017-06-02: 1215.0003; 2017-06-02: 1215.0003; 2017-06-02: 1215.0003; 2017-06-02: 1215.0003; 2017-06-02: 1215.0003; 2017-06-02: 1215.0003; 2017-06-02: 1215.0003; 2017-06-02: 1215.0003; 2017-06-02: 1215.0003; 2017-06-02: 1215.0003; 2017-06-02: 1215.0003
504 | HRH Bypass Control Valve Pressure Loss | dP, psi | 2017-06-02: 320.0375; 2017-06-02: 323.6889; 2017-06-02: 319.8978; 2017-06-02: 316.3548; 2017-06-02: 320.8163; 2017-06-02: 309.5201; 2017-06-02: 316.0957; 2017-06-02: 308.1474; 2017-06-02: 315.0099; 2017-06-02: 305.1674; 2017-06-02: 312.3106; 2017-06-02: 307.3732; 2017-06-02: 293.5727; 2017-06-02: 258.8124; 2017-06-02: 262.9297; 2017-06-02: 260.644; 2017-06-02: 257.8686; 2017-06-02: 251.4097; 2017-06-02: 249.9655; 2017-06-02: 247.406; 2017-06-02: 241.0566; 2017-06-02: 208.3749; 2017-06-02: 211.7293; 2017-06-02: 209.752; 2017-06-02: 207.4851; 2017-06-02: 202.8373; 2017-06-02: 201.5973; 2017-06-02: 199.7912; 2017-06-02: 195.7871; 2017-06-02: 177.3625; 2017-06-02: 176.0042; 2017-06-02: 176.2992; 2017-06-02: 176.8181; 2017-06-02: 177.5907; 2017-06-02: 179.1797; 2017-06-02: 178.2129; 2017-06-02: 180.5914; 2017-06-02: 101.7208; 2017-06-02: 102.9904; 2017-06-02: 101.8306; 2017-06-02: 100.6326; 2017-06-02: 102.0872; 2017-06-02: 98.3313; 2017-06-02: 100.4753; 2017-06-02: 97.8731; 2017-06-02: 100.1047; 2017-06-02: 96.8265; 2017-06-02: 99.1671; 2017-06-02: 97.3735; 2017-06-02: 92.8384; 2017-06-02: 81.7984; 2017-06-02: 83.2957; 2017-06-02: 82.6481; 2017-06-02: 81.8268; 2017-06-02: 79.6119; 2017-06-02: 79.1096; 2017-06-02: 78.2259; 2017-06-02: 76.1138; 2017-06-02: 66.1225; 2017-06-02: 67.3469; 2017-06-02: 66.6539; 2017-06-02: 66.014; 2017-06-02: 64.4574; 2017-06-02: 64.031; 2017-06-02: 63.3937; 2017-06-02: 62.0282; 2017-06-02: 56.3473; 2017-06-02: 55.9325; 2017-06-02: 56.0325; 2017-06-02: 56.2428; 2017-06-02: 56.4247; 2017-06-02: 56.9313; 2017-06-02: 56.5131; 2017-06-02: 57.1892; 2017-06-02: 191.8641; 2017-06-02: 192.9329
505 | HRH BYP Condenser Sparger Pipe Pressure Loss | dP, psi | 2017-06-02: 128.2449; 2017-06-02: 130; 2017-06-02: 128.8039; 2017-06-02: 127.7399; 2017-06-02: 129.5572; 2017-06-02: 125.3577; 2017-06-02: 128.0757; 2017-06-02: 124.876; 2017-06-02: 127.7209; 2017-06-02: 123.7493; 2017-06-02: 126.7816; 2017-06-02: 124.8805; 2017-06-02: 119.2052; 2017-06-02: 103.6106; 2017-06-02: 105.4969; 2017-06-02: 104.7436; 2017-06-02: 103.8299; 2017-06-02: 101.5272; 2017-06-02: 101.0047; 2017-06-02: 100.0756; 2017-06-02: 97.7194; 2017-06-02: 83.6563; 2017-06-02: 85.0076; 2017-06-02: 84.2855; 2017-06-02: 83.5706; 2017-06-02: 81.997; 2017-06-02: 81.5619; 2017-06-02: 80.9351; 2017-06-02: 79.5057; 2017-06-02: 71.5266; 2017-06-02: 70.9859; 2017-06-02: 71.1582; 2017-06-02: 71.5204; 2017-06-02: 72.1023; 2017-06-02: 72.8014; 2017-06-02: 72.5294; 2017-06-02: 73.7128; 2017-06-02: 128.0883; 2017-06-02: 129.6258; 2017-06-02: 128.1973; 2017-06-02: 127.0234; 2017-06-02: 128.8503; 2017-06-02: 124.6346; 2017-06-02: 127.3827; 2017-06-02: 124.1441; 2017-06-02: 127.0277; 2017-06-02: 122.9979; 2017-06-02: 126.0802; 2017-06-02: 124.1445; 2017-06-02: 118.4164; 2017-06-02: 103.1826; 2017-06-02: 104.7247; 2017-06-02: 103.8343; 2017-06-02: 102.7998; 2017-06-02: 100.6042; 2017-06-02: 100.1074; 2017-06-02: 99.2093; 2017-06-02: 96.9166; 2017-06-02: 83.3239; 2017-06-02: 84.4814; 2017-06-02: 83.7885; 2017-06-02: 82.9334; 2017-06-02: 81.3631; 2017-06-02: 80.9475; 2017-06-02: 80.348; 2017-06-02: 78.9542; 2017-06-02: 71.2908; 2017-06-02: 70.727; 2017-06-02: 70.8814; 2017-06-02: 71.1185; 2017-06-02: 71.6491; 2017-06-02: 72.3442; 2017-06-02: 72.0956; 2017-06-02: 73.285; 2017-06-02: 73.1182; 2017-06-02: 72.0579
506
507 | Total LP Steam per HRSG Unit | Flow, lb/h | 2017-06-02: 0; 2017-06-02: 0; 2017-06-02: 0; 2017-06-02: 0; 2017-06-02: 0; 2017-06-02: 0; 2017-06-02: 0; 2017-06-02: 0; 2017-06-02: 0; 2017-06-02: 0; 2017-06-02: 0; 2017-06-02: 0; 2017-06-02: 0; 2017-06-02: 0; 2017-06-02: 0; 2017-06-02: 0; 2017-06-02: 0; 2017-06-02: 0; 2017-06-02: 0; 2017-06-02: 0; 2017-06-02: 0; 2017-06-02: 0; 2017-06-02: 0; 2017-06-02: 0; 2017-06-02: 0; 2017-06-02: 0; 2017-06-02: 0; 2017-06-02: 0; 2017-06-02: 0; 2017-06-02: 0; 2017-06-02: 0; 2017-06-02: 0; 2017-06-02: 0; 2017-06-02: 0; 2017-06-02: 0; 2017-06-02: 0; 2017-06-02: 0; 2017-06-02: 0; 2017-06-02: 0; 2017-06-02: 0; 2017-06-02: 0; 2017-06-02: 0; 2017-06-02: 0; 2017-06-02: 0; 2017-06-02: 0; 2017-06-02: 0; 2017-06-02: 0; 2017-06-02: 0; 2017-06-02: 0; 2017-06-02: 0; 2017-06-02: 0; 2017-06-02: 0; 2017-06-02: 0; 2017-06-02: 0; 2017-06-02: 0; 2017-06-02: 0; 2017-06-02: 0; 2017-06-02: 0; 2017-06-02: 0; 2017-06-02: 0; 2017-06-02: 0; 2017-06-02: 0; 2017-06-02: 0; 2017-06-02: 0; 2017-06-02: 0; 2017-06-02: 0; 2017-06-02: 0; 2017-06-02: 0; 2017-06-02: 0; 2017-06-02: 0; 2017-06-02: 0; 2017-06-02: 0; 2017-06-02: 0; 2017-06-02: 0; 2017-06-02: 0; 2017-06-02: 0
508 |  | Pressure, psia | 2017-06-02: 93.223; 2017-06-02: 93.3055; 2017-06-02: 92.4131; 2017-06-02: 91.3655; 2017-06-02: 92.5132; 2017-06-02: 89.464; 2017-06-02: 91.3518; 2017-06-02: 89.0284; 2017-06-02: 91.0818; 2017-06-02: 88.0797; 2017-06-02: 90.4083; 2017-06-02: 88.9036; 2017-06-02: 85.2686; 2017-06-02: 72.3506; 2017-06-02: 73.8275; 2017-06-02: 73.1985; 2017-06-02: 72.8772; 2017-06-02: 72.4719; 2017-06-02: 72.333; 2017-06-02: 71.9121; 2017-06-02: 70.8089; 2017-06-02: 60.7924; 2017-06-02: 61.7295; 2017-06-02: 60.3943; 2017-06-02: 60.1068; 2017-06-02: 60.3371; 2017-06-02: 60.2932; 2017-06-02: 60.1041; 2017-06-02: 59.537; 2017-06-02: 54.4289; 2017-06-02: 54.4821; 2017-06-02: 54.8374; 2017-06-02: 54.6365; 2017-06-02: 56.0469; 2017-06-02: 56.4019; 2017-06-02: 56.8698; 2017-06-02: 57.9092; 2017-06-02: 61.9777; 2017-06-02: 61.5854; 2017-06-02: 59.5437; 2017-06-02: 57.5994; 2017-06-02: 57.9497; 2017-06-02: 57.5173; 2017-06-02: 58.4368; 2017-06-02: 57.4217; 2017-06-02: 58.465; 2017-06-02: 57.1081; 2017-06-02: 58.4443; 2017-06-02: 57.9169; 2017-06-02: 56.3088; 2017-06-02: 50.1861; 2017-06-02: 50.0256; 2017-06-02: 49.319; 2017-06-02: 47.7875; 2017-06-02: 48.0418; 2017-06-02: 48.2695; 2017-06-02: 48.2835; 2017-06-02: 48.0793; 2017-06-02: 40.9203; 2017-06-02: 41.0345; 2017-06-02: 41.8826; 2017-06-02: 40.6959; 2017-06-02: 40.6536; 2017-06-02: 40.843; 2017-06-02: 41.1178; 2017-06-02: 41.1736; 2017-06-02: 40.2242; 2017-06-02: 38.9443; 2017-06-02: 38.593; 2017-06-02: 38.5656; 2017-06-02: 39.1722; 2017-06-02: 39.5004; 2017-06-02: 40.2369; 2017-06-02: 41.2884; 2017-06-02: 60.0013; 2017-06-02: 59.998
509 |  | Temperature, F | 2017-06-02: 322.7743; 2017-06-02: 322.8375; 2017-06-02: 322.1523; 2017-06-02: 321.3414; 2017-06-02: 322.2293; 2017-06-02: 319.8502; 2017-06-02: 321.3307; 2017-06-02: 319.5052; 2017-06-02: 321.1205; 2017-06-02: 318.7488; 2017-06-02: 320.5938; 2017-06-02: 319.406; 2017-06-02: 316.4689; 2017-06-02: 305.1477; 2017-06-02: 306.5202; 2017-06-02: 305.9384; 2017-06-02: 305.6398; 2017-06-02: 305.2612; 2017-06-02: 305.1313; 2017-06-02: 304.736; 2017-06-02: 303.6909; 2017-06-02: 293.5508; 2017-06-02: 294.5543; 2017-06-02: 293.1208; 2017-06-02: 292.8088; 2017-06-02: 293.059; 2017-06-02: 293.0113; 2017-06-02: 292.806; 2017-06-02: 292.1871; 2017-06-02: 286.3877; 2017-06-02: 286.4503; 2017-06-02: 286.8672; 2017-06-02: 286.632; 2017-06-02: 288.2705; 2017-06-02: 288.6777; 2017-06-02: 289.2114; 2017-06-02: 290.3839; 2017-06-02: 294.8178; 2017-06-02: 294.4006; 2017-06-02: 292.1945; 2017-06-02: 290.0363; 2017-06-02: 290.4291; 2017-06-02: 289.944; 2017-06-02: 290.9728; 2017-06-02: 289.8361; 2017-06-02: 291.0042; 2017-06-02: 289.4817; 2017-06-02: 290.9811; 2017-06-02: 290.3927; 2017-06-02: 288.5711; 2017-06-02: 281.2271; 2017-06-02: 281.0251; 2017-06-02: 280.1295; 2017-06-02: 278.1518; 2017-06-02: 278.4839; 2017-06-02: 278.7796; 2017-06-02: 278.7978; 2017-06-02: 278.5327; 2017-06-02: 268.5987; 2017-06-02: 268.7679; 2017-06-02: 270.0122; 2017-06-02: 268.2651; 2017-06-02: 268.2023; 2017-06-02: 268.484; 2017-06-02: 268.8912; 2017-06-02: 268.9736; 2017-06-02: 267.5595; 2017-06-02: 265.6094; 2017-06-02: 265.0656; 2017-06-02: 265.0231; 2017-06-02: 265.9606; 2017-06-02: 266.4631; 2017-06-02: 267.5786; 2017-06-02: 269.1426; 2017-06-02: 292.6942; 2017-06-02: 292.6908
510 |  | Enthalpy, Btu/lb | 2017-06-02: 1186.1999; 2017-06-02: 1186.2162; 2017-06-02: 1186.0387; 2017-06-02: 1185.8276; 2017-06-02: 1186.0584; 2017-06-02: 1185.4368; 2017-06-02: 1185.8246; 2017-06-02: 1185.3461; 2017-06-02: 1185.7695; 2017-06-02: 1185.1461; 2017-06-02: 1185.6319; 2017-06-02: 1185.3198; 2017-06-02: 1184.5395; 2017-06-02: 1181.4235; 2017-06-02: 1181.8104; 2017-06-02: 1181.6466; 2017-06-02: 1181.5623; 2017-06-02: 1181.4557; 2017-06-02: 1181.4187; 2017-06-02: 1181.3069; 2017-06-02: 1181.0103; 2017-06-02: 1178.0589; 2017-06-02: 1178.3568; 2017-06-02: 1177.9312; 2017-06-02: 1177.8379; 2017-06-02: 1177.9127; 2017-06-02: 1177.8985; 2017-06-02: 1177.8371; 2017-06-02: 1177.6522; 2017-06-02: 1175.8977; 2017-06-02: 1175.917; 2017-06-02: 1176.0443; 2017-06-02: 1175.9725; 2017-06-02: 1176.4721; 2017-06-02: 1176.5954; 2017-06-02: 1176.7571; 2017-06-02: 1177.1114; 2017-06-02: 1178.4346; 2017-06-02: 1178.3113; 2017-06-02: 1177.6548; 2017-06-02: 1177.0065; 2017-06-02: 1177.1247; 2017-06-02: 1176.9785; 2017-06-02: 1177.2885; 2017-06-02: 1176.9458; 2017-06-02: 1177.2975; 2017-06-02: 1176.8388; 2017-06-02: 1177.2911; 2017-06-02: 1177.1139; 2017-06-02: 1176.5632; 2017-06-02: 1174.3031; 2017-06-02: 1174.2399; 2017-06-02: 1173.96; 2017-06-02: 1173.3379; 2017-06-02: 1173.4428; 2017-06-02: 1173.5357; 2017-06-02: 1173.5417; 2017-06-02: 1173.4583; 2017-06-02: 1170.2726; 2017-06-02: 1170.3281; 2017-06-02: 1170.7326; 2017-06-02: 1170.1638; 2017-06-02: 1170.1436; 2017-06-02: 1170.2352; 2017-06-02: 1170.368; 2017-06-02: 1170.3951; 2017-06-02: 1169.9334; 2017-06-02: 1169.2932; 2017-06-02: 1169.114; 2017-06-02: 1169.0998; 2017-06-02: 1169.4089; 2017-06-02: 1169.574; 2017-06-02: 1169.9394; 2017-06-02: 1170.4497; 2017-06-02: 1177.804; 2017-06-02: 1177.8031
511 | HRSG LP Steam Bypassed -- CV Inlet | Flow, lb/h | 2017-06-02: 0; 2017-06-02: 0; 2017-06-02: 0; 2017-06-02: 0; 2017-06-02: 0; 2017-06-02: 0; 2017-06-02: 0; 2017-06-02: 0; 2017-06-02: 0; 2017-06-02: 0; 2017-06-02: 0; 2017-06-02: 0; 2017-06-02: 0; 2017-06-02: 0; 2017-06-02: 0; 2017-06-02: 0; 2017-06-02: 0; 2017-06-02: 0; 2017-06-02: 0; 2017-06-02: 0; 2017-06-02: 0; 2017-06-02: 0; 2017-06-02: 0; 2017-06-02: 0; 2017-06-02: 0; 2017-06-02: 0; 2017-06-02: 0; 2017-06-02: 0; 2017-06-02: 0; 2017-06-02: 0; 2017-06-02: 0; 2017-06-02: 0; 2017-06-02: 0; 2017-06-02: 0; 2017-06-02: 0; 2017-06-02: 0; 2017-06-02: 0; 2017-06-02: 0; 2017-06-02: 0; 2017-06-02: 0; 2017-06-02: 0; 2017-06-02: 0; 2017-06-02: 0; 2017-06-02: 0; 2017-06-02: 0; 2017-06-02: 0; 2017-06-02: 0; 2017-06-02: 0; 2017-06-02: 0; 2017-06-02: 0; 2017-06-02: 0; 2017-06-02: 0; 2017-06-02: 0; 2017-06-02: 0; 2017-06-02: 0; 2017-06-02: 0; 2017-06-02: 0; 2017-06-02: 0; 2017-06-02: 0; 2017-06-02: 0; 2017-06-02: 0; 2017-06-02: 0; 2017-06-02: 0; 2017-06-02: 0; 2017-06-02: 0; 2017-06-02: 0; 2017-06-02: 0; 2017-06-02: 0; 2017-06-02: 0; 2017-06-02: 0; 2017-06-02: 0; 2017-06-02: 0; 2017-06-02: 0; 2017-06-02: 0; 2017-06-02: 0; 2017-06-02: 0
512 |  | Pressure, psia | 2017-06-02: 93.223; 2017-06-02: 93.3055; 2017-06-02: 92.4131; 2017-06-02: 91.3655; 2017-06-02: 92.5132; 2017-06-02: 89.464; 2017-06-02: 91.3518; 2017-06-02: 89.0284; 2017-06-02: 91.0818; 2017-06-02: 88.0797; 2017-06-02: 90.4083; 2017-06-02: 88.9036; 2017-06-02: 85.2686; 2017-06-02: 72.3506; 2017-06-02: 73.8275; 2017-06-02: 73.1985; 2017-06-02: 72.8772; 2017-06-02: 72.4719; 2017-06-02: 72.333; 2017-06-02: 71.9121; 2017-06-02: 70.8089; 2017-06-02: 60.7924; 2017-06-02: 61.7295; 2017-06-02: 60.3943; 2017-06-02: 60.1068; 2017-06-02: 60.3371; 2017-06-02: 60.2932; 2017-06-02: 60.1041; 2017-06-02: 59.537; 2017-06-02: 54.4289; 2017-06-02: 54.4821; 2017-06-02: 54.8374; 2017-06-02: 54.6365; 2017-06-02: 56.0469; 2017-06-02: 56.4019; 2017-06-02: 56.8698; 2017-06-02: 57.9092; 2017-06-02: 61.9777; 2017-06-02: 61.5854; 2017-06-02: 59.5437; 2017-06-02: 57.5994; 2017-06-02: 57.9497; 2017-06-02: 57.5173; 2017-06-02: 58.4368; 2017-06-02: 57.4217; 2017-06-02: 58.465; 2017-06-02: 57.1081; 2017-06-02: 58.4443; 2017-06-02: 57.9169; 2017-06-02: 56.3088; 2017-06-02: 50.1861; 2017-06-02: 50.0256; 2017-06-02: 49.319; 2017-06-02: 47.7875; 2017-06-02: 48.0418; 2017-06-02: 48.2695; 2017-06-02: 48.2835; 2017-06-02: 48.0793; 2017-06-02: 40.9203; 2017-06-02: 41.0345; 2017-06-02: 41.8826; 2017-06-02: 40.6959; 2017-06-02: 40.6536; 2017-06-02: 40.843; 2017-06-02: 41.1178; 2017-06-02: 41.1736; 2017-06-02: 40.2242; 2017-06-02: 38.9443; 2017-06-02: 38.593; 2017-06-02: 38.5656; 2017-06-02: 39.1722; 2017-06-02: 39.5004; 2017-06-02: 40.2369; 2017-06-02: 41.2884; 2017-06-02: 60.0013; 2017-06-02: 59.998
513 |  | Temperature, F | 2017-06-02: 322.7743; 2017-06-02: 322.8375; 2017-06-02: 322.1523; 2017-06-02: 321.3414; 2017-06-02: 322.2293; 2017-06-02: 319.8502; 2017-06-02: 321.3307; 2017-06-02: 319.5052; 2017-06-02: 321.1205; 2017-06-02: 318.7488; 2017-06-02: 320.5938; 2017-06-02: 319.406; 2017-06-02: 316.4689; 2017-06-02: 305.1477; 2017-06-02: 306.5202; 2017-06-02: 305.9384; 2017-06-02: 305.6398; 2017-06-02: 305.2612; 2017-06-02: 305.1313; 2017-06-02: 304.736; 2017-06-02: 303.6909; 2017-06-02: 293.5508; 2017-06-02: 294.5543; 2017-06-02: 293.1208; 2017-06-02: 292.8088; 2017-06-02: 293.059; 2017-06-02: 293.0113; 2017-06-02: 292.806; 2017-06-02: 292.1871; 2017-06-02: 286.3877; 2017-06-02: 286.4503; 2017-06-02: 286.8672; 2017-06-02: 286.632; 2017-06-02: 288.2705; 2017-06-02: 288.6777; 2017-06-02: 289.2114; 2017-06-02: 290.3839; 2017-06-02: 294.8178; 2017-06-02: 294.4006; 2017-06-02: 292.1945; 2017-06-02: 290.0363; 2017-06-02: 290.4291; 2017-06-02: 289.944; 2017-06-02: 290.9728; 2017-06-02: 289.8361; 2017-06-02: 291.0042; 2017-06-02: 289.4817; 2017-06-02: 290.9811; 2017-06-02: 290.3927; 2017-06-02: 288.5711; 2017-06-02: 281.2271; 2017-06-02: 281.0251; 2017-06-02: 280.1295; 2017-06-02: 278.1518; 2017-06-02: 278.4839; 2017-06-02: 278.7796; 2017-06-02: 278.7978; 2017-06-02: 278.5327; 2017-06-02: 268.5987; 2017-06-02: 268.7679; 2017-06-02: 270.0122; 2017-06-02: 268.2651; 2017-06-02: 268.2023; 2017-06-02: 268.484; 2017-06-02: 268.8912; 2017-06-02: 268.9736; 2017-06-02: 267.5595; 2017-06-02: 265.6094; 2017-06-02: 265.0656; 2017-06-02: 265.0231; 2017-06-02: 265.9606; 2017-06-02: 266.4631; 2017-06-02: 267.5786; 2017-06-02: 269.1426; 2017-06-02: 292.6942; 2017-06-02: 292.6908
514 |  | Enthalpy, Btu/lb | 2017-06-02: 1186.1999; 2017-06-02: 1186.2162; 2017-06-02: 1186.0387; 2017-06-02: 1185.8276; 2017-06-02: 1186.0584; 2017-06-02: 1185.4368; 2017-06-02: 1185.8246; 2017-06-02: 1185.3461; 2017-06-02: 1185.7695; 2017-06-02: 1185.1461; 2017-06-02: 1185.6319; 2017-06-02: 1185.3198; 2017-06-02: 1184.5395; 2017-06-02: 1181.4235; 2017-06-02: 1181.8104; 2017-06-02: 1181.6466; 2017-06-02: 1181.5623; 2017-06-02: 1181.4557; 2017-06-02: 1181.4187; 2017-06-02: 1181.3069; 2017-06-02: 1181.0103; 2017-06-02: 1178.0589; 2017-06-02: 1178.3568; 2017-06-02: 1177.9312; 2017-06-02: 1177.8379; 2017-06-02: 1177.9127; 2017-06-02: 1177.8985; 2017-06-02: 1177.8371; 2017-06-02: 1177.6522; 2017-06-02: 1175.8977; 2017-06-02: 1175.917; 2017-06-02: 1176.0443; 2017-06-02: 1175.9725; 2017-06-02: 1176.4721; 2017-06-02: 1176.5954; 2017-06-02: 1176.7571; 2017-06-02: 1177.1114; 2017-06-02: 1178.4346; 2017-06-02: 1178.3113; 2017-06-02: 1177.6548; 2017-06-02: 1177.0065; 2017-06-02: 1177.1247; 2017-06-02: 1176.9785; 2017-06-02: 1177.2885; 2017-06-02: 1176.9458; 2017-06-02: 1177.2975; 2017-06-02: 1176.8388; 2017-06-02: 1177.2911; 2017-06-02: 1177.1139; 2017-06-02: 1176.5632; 2017-06-02: 1174.3031; 2017-06-02: 1174.2399; 2017-06-02: 1173.96; 2017-06-02: 1173.3379; 2017-06-02: 1173.4428; 2017-06-02: 1173.5357; 2017-06-02: 1173.5417; 2017-06-02: 1173.4583; 2017-06-02: 1170.2726; 2017-06-02: 1170.3281; 2017-06-02: 1170.7326; 2017-06-02: 1170.1638; 2017-06-02: 1170.1436; 2017-06-02: 1170.2352; 2017-06-02: 1170.368; 2017-06-02: 1170.3951; 2017-06-02: 1169.9334; 2017-06-02: 1169.2932; 2017-06-02: 1169.114; 2017-06-02: 1169.0998; 2017-06-02: 1169.4089; 2017-06-02: 1169.574; 2017-06-02: 1169.9394; 2017-06-02: 1170.4497; 2017-06-02: 1177.804; 2017-06-02: 1177.8031
515 | LP Bypass Steam Desuperheating Flow | Flow, lb/h | 2017-06-02: 0; 2017-06-02: 0; 2017-06-02: 0; 2017-06-02: 0; 2017-06-02: 0; 2017-06-02: 0; 2017-06-02: 0; 2017-06-02: 0; 2017-06-02: 0; 2017-06-02: 0; 2017-06-02: 0; 2017-06-02: 0; 2017-06-02: 0; 2017-06-02: 0; 2017-06-02: 0; 2017-06-02: 0; 2017-06-02: 0; 2017-06-02: 0; 2017-06-02: 0; 2017-06-02: 0; 2017-06-02: 0; 2017-06-02: 0; 2017-06-02: 0; 2017-06-02: 0; 2017-06-02: 0; 2017-06-02: 0; 2017-06-02: 0; 2017-06-02: 0; 2017-06-02: 0; 2017-06-02: 0; 2017-06-02: 0; 2017-06-02: 0; 2017-06-02: 0; 2017-06-02: 0; 2017-06-02: 0; 2017-06-02: 0; 2017-06-02: 0; 2017-06-02: 0; 2017-06-02: 0; 2017-06-02: 0; 2017-06-02: 0; 2017-06-02: 0; 2017-06-02: 0; 2017-06-02: 0; 2017-06-02: 0; 2017-06-02: 0; 2017-06-02: 0; 2017-06-02: 0; 2017-06-02: 0; 2017-06-02: 0; 2017-06-02: 0; 2017-06-02: 0; 2017-06-02: 0; 2017-06-02: 0; 2017-06-02: 0; 2017-06-02: 0; 2017-06-02: 0; 2017-06-02: 0; 2017-06-02: 0; 2017-06-02: 0; 2017-06-02: 0; 2017-06-02: 0; 2017-06-02: 0; 2017-06-02: 0; 2017-06-02: 0; 2017-06-02: 0; 2017-06-02: 0; 2017-06-02: 0; 2017-06-02: 0; 2017-06-02: 0; 2017-06-02: 0; 2017-06-02: 0; 2017-06-02: 0; 2017-06-02: 0; 2017-06-02: 0; 2017-06-02: 0
516 | (from Condensate) | Temperature, F | 2017-06-02: 94.5482; 2017-06-02: 101.6375; 2017-06-02: 106.6519; 2017-06-02: 112.4064; 2017-06-02: 113.0383; 2017-06-02: 120.036; 2017-06-02: 120.8943; 2017-06-02: 121.7309; 2017-06-02: 122.6124; 2017-06-02: 125.3413; 2017-06-02: 126.2478; 2017-06-02: 132.9323; 2017-06-02: 131.3222; 2017-06-02: 82.8475; 2017-06-02: 91.3849; 2017-06-02: 97.2921; 2017-06-02: 103.8274; 2017-06-02: 112.2721; 2017-06-02: 114.1099; 2017-06-02: 118.0776; 2017-06-02: 125.1163; 2017-06-02: 83.7792; 2017-06-02: 84.762; 2017-06-02: 88.677; 2017-06-02: 96.0642; 2017-06-02: 105.6029; 2017-06-02: 107.6203; 2017-06-02: 111.979; 2017-06-02: 119.8981; 2017-06-02: 81.0574; 2017-06-02: 80.5379; 2017-06-02: 82.72; 2017-06-02: 91.1764; 2017-06-02: 102.312; 2017-06-02: 104.8372; 2017-06-02: 109.6203; 2017-06-02: 118.4853; 2017-06-02: 81.604; 2017-06-02: 80.5555; 2017-06-02: 81.6516; 2017-06-02: 88.0736; 2017-06-02: 88.4064; 2017-06-02: 99.3661; 2017-06-02: 99.7849; 2017-06-02: 101.7149; 2017-06-02: 102.1399; 2017-06-02: 106.6105; 2017-06-02: 107.0355; 2017-06-02: 115.6111; 2017-06-02: 114.8963; 2017-06-02: 88.2829; 2017-06-02: 82.1214; 2017-06-02: 81.4453; 2017-06-02: 83.5207; 2017-06-02: 95.6206; 2017-06-02: 98.1; 2017-06-02: 103.2759; 2017-06-02: 112.1835; 2017-06-02: 89.7341; 2017-06-02: 80.3827; 2017-06-02: 83.0856; 2017-06-02: 83.149; 2017-06-02: 92.5066; 2017-06-02: 95.1181; 2017-06-02: 100.5582; 2017-06-02: 109.879; 2017-06-02: 82.4223; 2017-06-02: 81.2552; 2017-06-02: 83.1763; 2017-06-02: 82.4283; 2017-06-02: 90.8911; 2017-06-02: 93.7465; 2017-06-02: 99.347; 2017-06-02: 109.1437; 2017-06-02: 91.8536; 2017-06-02: 91.4149
517 | LP Steam Bypassed to Condenser -- CV Exit | Flow, lb/h | 2017-06-02: 0; 2017-06-02: 0; 2017-06-02: 0; 2017-06-02: 0; 2017-06-02: 0; 2017-06-02: 0; 2017-06-02: 0; 2017-06-02: 0; 2017-06-02: 0; 2017-06-02: 0; 2017-06-02: 0; 2017-06-02: 0; 2017-06-02: 0; 2017-06-02: 0; 2017-06-02: 0; 2017-06-02: 0; 2017-06-02: 0; 2017-06-02: 0; 2017-06-02: 0; 2017-06-02: 0; 2017-06-02: 0; 2017-06-02: 0; 2017-06-02: 0; 2017-06-02: 0; 2017-06-02: 0; 2017-06-02: 0; 2017-06-02: 0; 2017-06-02: 0; 2017-06-02: 0; 2017-06-02: 0; 2017-06-02: 0; 2017-06-02: 0; 2017-06-02: 0; 2017-06-02: 0; 2017-06-02: 0; 2017-06-02: 0; 2017-06-02: 0; 2017-06-02: 0; 2017-06-02: 0; 2017-06-02: 0; 2017-06-02: 0; 2017-06-02: 0; 2017-06-02: 0; 2017-06-02: 0; 2017-06-02: 0; 2017-06-02: 0; 2017-06-02: 0; 2017-06-02: 0; 2017-06-02: 0; 2017-06-02: 0; 2017-06-02: 0; 2017-06-02: 0; 2017-06-02: 0; 2017-06-02: 0; 2017-06-02: 0; 2017-06-02: 0; 2017-06-02: 0; 2017-06-02: 0; 2017-06-02: 0; 2017-06-02: 0; 2017-06-02: 0; 2017-06-02: 0; 2017-06-02: 0; 2017-06-02: 0; 2017-06-02: 0; 2017-06-02: 0; 2017-06-02: 0; 2017-06-02: 0; 2017-06-02: 0; 2017-06-02: 0; 2017-06-02: 0; 2017-06-02: 0; 2017-06-02: 0; 2017-06-02: 0; 2017-06-02: 0; 2017-06-02: 0
518 | (per HRSG unit) | Pressure, psia | 2017-06-02: 80; 2017-06-02: 80; 2017-06-02: 80; 2017-06-02: 80; 2017-06-02: 80; 2017-06-02: 80; 2017-06-02: 80; 2017-06-02: 80; 2017-06-02: 80; 2017-06-02: 80; 2017-06-02: 80; 2017-06-02: 80; 2017-06-02: 80; 2017-06-02: 80; 2017-06-02: 80; 2017-06-02: 80; 2017-06-02: 80; 2017-06-02: 80; 2017-06-02: 80; 2017-06-02: 80; 2017-06-02: 80; 2017-06-02: 80; 2017-06-02: 80; 2017-06-02: 80; 2017-06-02: 80; 2017-06-02: 80; 2017-06-02: 80; 2017-06-02: 80; 2017-06-02: 80; 2017-06-02: 80; 2017-06-02: 80; 2017-06-02: 80; 2017-06-02: 80; 2017-06-02: 80; 2017-06-02: 80; 2017-06-02: 80; 2017-06-02: 80; 2017-06-02: 80; 2017-06-02: 80; 2017-06-02: 80; 2017-06-02: 80; 2017-06-02: 80; 2017-06-02: 80; 2017-06-02: 80; 2017-06-02: 80; 2017-06-02: 80; 2017-06-02: 80; 2017-06-02: 80; 2017-06-02: 80; 2017-06-02: 80; 2017-06-02: 80; 2017-06-02: 80; 2017-06-02: 80; 2017-06-02: 80; 2017-06-02: 80; 2017-06-02: 80; 2017-06-02: 80; 2017-06-02: 80; 2017-06-02: 80; 2017-06-02: 80; 2017-06-02: 80; 2017-06-02: 80; 2017-06-02: 80; 2017-06-02: 80; 2017-06-02: 80; 2017-06-02: 80; 2017-06-02: 80; 2017-06-02: 80; 2017-06-02: 80; 2017-06-02: 80; 2017-06-02: 80; 2017-06-02: 80; 2017-06-02: 80; 2017-06-02: 80; 2017-06-02: 80; 2017-06-02: 80
519 |  | Temperature, F | 2017-06-02: 316.9674; 2017-06-02: 316.996; 2017-06-02: 316.6869; 2017-06-02: 316.3201; 2017-06-02: 316.7217; 2017-06-02: 315.6426; 2017-06-02: 316.3152; 2017-06-02: 315.4852; 2017-06-02: 316.2198; 2017-06-02: 315.1396; 2017-06-02: 315.981; 2017-06-02: 315.4401; 2017-06-02: 314.0924; 2017-06-02: 312.0291; 2017-06-02: 312.0291; 2017-06-02: 312.0291; 2017-06-02: 312.0291; 2017-06-02: 312.0291; 2017-06-02: 312.0291; 2017-06-02: 312.0291; 2017-06-02: 312.0291; 2017-06-02: 312.0291; 2017-06-02: 312.0291; 2017-06-02: 312.0291; 2017-06-02: 312.0291; 2017-06-02: 312.0291; 2017-06-02: 312.0291; 2017-06-02: 312.0291; 2017-06-02: 312.0291; 2017-06-02: 312.0291; 2017-06-02: 312.0291; 2017-06-02: 312.0291; 2017-06-02: 312.0291; 2017-06-02: 312.0291; 2017-06-02: 312.0291; 2017-06-02: 312.0291; 2017-06-02: 312.0291; 2017-06-02: 312.0291; 2017-06-02: 312.0291; 2017-06-02: 312.0291; 2017-06-02: 312.0291; 2017-06-02: 312.0291; 2017-06-02: 312.0291; 2017-06-02: 312.0291; 2017-06-02: 312.0291; 2017-06-02: 312.0291; 2017-06-02: 312.0291; 2017-06-02: 312.0291; 2017-06-02: 312.0291; 2017-06-02: 312.0291; 2017-06-02: 312.0291; 2017-06-02: 312.0291; 2017-06-02: 312.0291; 2017-06-02: 312.0291; 2017-06-02: 312.0291; 2017-06-02: 312.0291; 2017-06-02: 312.0291; 2017-06-02: 312.0291; 2017-06-02: 312.0291; 2017-06-02: 312.0291; 2017-06-02: 312.0291; 2017-06-02: 312.0291; 2017-06-02: 312.0291; 2017-06-02: 312.0291; 2017-06-02: 312.0291; 2017-06-02: 312.0291; 2017-06-02: 312.0291; 2017-06-02: 312.0291; 2017-06-02: 312.0291; 2017-06-02: 312.0291; 2017-06-02: 312.0291; 2017-06-02: 312.0291; 2017-06-02: 312.0291; 2017-06-02: 312.0291; 2017-06-02: 312.0291; 2017-06-02: 312.0291
520 |  | Enthalpy, Btu/lb | 2017-06-02: 1186.1999; 2017-06-02: 1186.2162; 2017-06-02: 1186.0387; 2017-06-02: 1185.8276; 2017-06-02: 1186.0584; 2017-06-02: 1185.4368; 2017-06-02: 1185.8246; 2017-06-02: 1185.3461; 2017-06-02: 1185.7695; 2017-06-02: 1185.1461; 2017-06-02: 1185.6319; 2017-06-02: 1185.3198; 2017-06-02: 1184.5395; 2017-06-02: 1181.4235; 2017-06-02: 1181.8104; 2017-06-02: 1181.6466; 2017-06-02: 1181.5623; 2017-06-02: 1181.4557; 2017-06-02: 1181.4187; 2017-06-02: 1181.3069; 2017-06-02: 1181.0103; 2017-06-02: 1178.0589; 2017-06-02: 1178.3568; 2017-06-02: 1177.9312; 2017-06-02: 1177.8379; 2017-06-02: 1177.9127; 2017-06-02: 1177.8985; 2017-06-02: 1177.8371; 2017-06-02: 1177.6522; 2017-06-02: 1175.8977; 2017-06-02: 1175.917; 2017-06-02: 1176.0443; 2017-06-02: 1175.9725; 2017-06-02: 1176.4721; 2017-06-02: 1176.5954; 2017-06-02: 1176.7571; 2017-06-02: 1177.1114; 2017-06-02: 1178.4346; 2017-06-02: 1178.3113; 2017-06-02: 1177.6548; 2017-06-02: 1177.0065; 2017-06-02: 1177.1247; 2017-06-02: 1176.9785; 2017-06-02: 1177.2885; 2017-06-02: 1176.9458; 2017-06-02: 1177.2975; 2017-06-02: 1176.8388; 2017-06-02: 1177.2911; 2017-06-02: 1177.1139; 2017-06-02: 1176.5632; 2017-06-02: 1174.3031; 2017-06-02: 1174.2399; 2017-06-02: 1173.96; 2017-06-02: 1173.3379; 2017-06-02: 1173.4428; 2017-06-02: 1173.5357; 2017-06-02: 1173.5417; 2017-06-02: 1173.4583; 2017-06-02: 1170.2726; 2017-06-02: 1170.3281; 2017-06-02: 1170.7326; 2017-06-02: 1170.1638; 2017-06-02: 1170.1436; 2017-06-02: 1170.2352; 2017-06-02: 1170.368; 2017-06-02: 1170.3951; 2017-06-02: 1169.9334; 2017-06-02: 1169.2932; 2017-06-02: 1169.114; 2017-06-02: 1169.0998; 2017-06-02: 1169.4089; 2017-06-02: 1169.574; 2017-06-02: 1169.9394; 2017-06-02: 1170.4497; 2017-06-02: 1177.804; 2017-06-02: 1177.8031
521 | LP Bypass Control Valve Pressure Loss | dP, psi
522 | LP BYP Condenser Sparger Pipe Pressure Loss | dP, psi
523
524 | Piping Losses
525
526
527 | Loss in Individual HP Piping | psi | 2017-06-02: 20.7172; 2017-06-02: 13.9106; 2017-06-02: 20.6635; 2017-06-02: 20.6635; 2017-06-02: 20.6664; 2017-06-02: 20.6708; 2017-06-02: 20.6751; 2017-06-02: 20.678; 2017-06-02: 18.2864; 2017-06-02: 18.7621; 2017-06-02: 19.5873; 2017-06-02: 19.9993; 2017-06-02: 20.6795; 2017-06-02: 20.678; 2017-06-02: 20.5402; 2017-06-02: 19.6294; 2017-06-02: 40.9745; 2017-06-02: 41.0972; 2017-06-02: 40.6954; 2017-06-02: 40.6692; 2017-06-02: 40.3167; 2017-06-02: 40.1988; 2017-06-02: 39.9161; 2017-06-02: 38.1213; 2017-06-02: 13.8961; 2017-06-02: 14.0846; 2017-06-02: 13.9816; 2017-06-02: 13.9004; 2017-06-02: 14.089; 2017-06-02: 13.6539; 2017-06-02: 13.9454; 2017-06-02: 13.6031; 2017-06-02: 13.9033; 2017-06-02: 13.4493; 2017-06-02: 13.7974; 2017-06-02: 13.519; 2017-06-02: 12.9272; 2017-06-02: 11.4432; 2017-06-02: 11.6155; 2017-06-02: 11.5186; 2017-06-02: 11.4003; 2017-06-02: 11.1338; 2017-06-02: 11.0748; 2017-06-02: 10.9531; 2017-06-02: 10.6755; 2017-06-02: 9.3477; 2017-06-02: 9.4849; 2017-06-02: 9.4047; 2017-06-02: 9.3158; 2017-06-02: 9.1327; 2017-06-02: 9.0846; 2017-06-02: 9; 2017-06-02: 8.8206; 2017-06-02: 7.9133; 2017-06-02: 7.8072; 2017-06-02: 7.8362; 2017-06-02: 7.8883; 2017-06-02: 7.9762; 2017-06-02: 8.1156; 2017-06-02: 8.0435; 2017-06-02: 8.2727; 2017-06-02: 24.9311; 2017-06-02: 25.5335; 2017-06-02: 25.0297; 2017-06-02: 24.5721; 2017-06-02: 25.228; 2017-06-02: 23.3814; 2017-06-02: 24.3881; 2017-06-02: 23.1311; 2017-06-02: 24.1948; 2017-06-02: 22.566; 2017-06-02: 23.7264; 2017-06-02: 22.7674; 2017-06-02: 20.8545; 2017-06-02: 16.3279; 2017-06-02: 16.835; 2017-06-02: 16.5442; 2017-06-02: 16.1898; 2017-06-02: 15.4135; 2017-06-02: 15.2403; 2017-06-02: 14.8897; 2017-06-02: 14.1097; 2017-06-02: 10.6848; 2017-06-02: 11.0182; 2017-06-02: 10.8262; 2017-06-02: 10.6082; 2017-06-02: 10.1689; 2017-06-02: 10.0568; 2017-06-02: 9.8569; 2017-06-02: 9.4404; 2017-06-02: 8.0497; 2017-06-02: 7.9666; 2017-06-02: 7.9968; 2017-06-02: 8.0525; 2017-06-02: 8.1449; 2017-06-02: 8.2544; 2017-06-02: 8.217; 2017-06-02: 8.4157
528 | Loss in Common HP Piping | psi | 2017-06-02: 33.6343; 2017-06-02: 22.5998; 2017-06-02: 33.5748; 2017-06-02: 33.569; 2017-06-02: 33.6038; 2017-06-02: 33.6328; 2017-06-02: 33.6023; 2017-06-02: 33.5443; 2017-06-02: 29.7893; 2017-06-02: 30.5203; 2017-06-02: 31.8285; 2017-06-02: 32.5697; 2017-06-02: 33.5951; 2017-06-02: 33.5748; 2017-06-02: 33.3268; 2017-06-02: 31.9359; 2017-06-02: 17.2743; 2017-06-02: 17.3876; 2017-06-02: 17.1417; 2017-06-02: 17.1456; 2017-06-02: 16.997; 2017-06-02: 16.9526; 2017-06-02: 16.8281; 2017-06-02: 16.0719; 2017-06-02: 22.578; 2017-06-02: 22.8841; 2017-06-02: 22.7173; 2017-06-02: 22.5838; 2017-06-02: 22.8884; 2017-06-02: 22.1821; 2017-06-02: 22.6549; 2017-06-02: 22.0994; 2017-06-02: 22.6056; 2017-06-02: 21.8137; 2017-06-02: 22.4054; 2017-06-02: 21.9631; 2017-06-02: 21.1262; 2017-06-02: 18.5925; 2017-06-02: 18.8725; 2017-06-02: 18.7148; 2017-06-02: 18.5226; 2017-06-02: 18.0903; 2017-06-02: 17.994; 2017-06-02: 17.7966; 2017-06-02: 17.3458; 2017-06-02: 15.1888; 2017-06-02: 15.4113; 2017-06-02: 15.2813; 2017-06-02: 15.1366; 2017-06-02: 14.8394; 2017-06-02: 14.7708; 2017-06-02: 14.6237; 2017-06-02: 14.3322; 2017-06-02: 12.8525; 2017-06-02: 12.6782; 2017-06-02: 12.7258; 2017-06-02: 12.811; 2017-06-02: 12.9549; 2017-06-02: 13.1825; 2017-06-02: 13.0649; 2017-06-02: 13.4402; 2017-06-02: 10.4365; 2017-06-02: 10.6945; 2017-06-02: 10.4783; 2017-06-02: 10.2822; 2017-06-02: 10.5632; 2017-06-02: 9.7734; 2017-06-02: 10.2036; 2017-06-02: 9.6659; 2017-06-02: 10.1209; 2017-06-02: 9.425; 2017-06-02: 9.9203; 2017-06-02: 9.5107; 2017-06-02: 8.6956; 2017-06-02: 6.7782; 2017-06-02: 6.9924; 2017-06-02: 6.8696; 2017-06-02: 6.721; 2017-06-02: 6.3927; 2017-06-02: 6.3202; 2017-06-02: 6.1725; 2017-06-02: 5.8398; 2017-06-02: 4.4112; 2017-06-02: 4.5506; 2017-06-02: 4.4702; 2017-06-02: 4.3793; 2017-06-02: 4.1962; 2017-06-02: 4.1494; 2017-06-02: 4.0666; 2017-06-02: 3.8928; 2017-06-02: 3.3074; 2017-06-02: 3.2805; 2017-06-02: 3.2935; 2017-06-02: 3.3166; 2017-06-02: 3.3539; 2017-06-02: 3.3995; 2017-06-02: 3.3843; 2017-06-02: 3.4667
529 | Total Loss in HP Piping | psi | 2017-06-02: 54.3514; 2017-06-02: 36.5104; 2017-06-02: 54.2383; 2017-06-02: 54.2325; 2017-06-02: 54.2702; 2017-06-02: 54.3036; 2017-06-02: 54.2775; 2017-06-02: 54.2224; 2017-06-02: 48.0757; 2017-06-02: 49.2824; 2017-06-02: 51.4159; 2017-06-02: 52.5689; 2017-06-02: 54.2746; 2017-06-02: 54.2528; 2017-06-02: 53.867; 2017-06-02: 51.5653; 2017-06-02: 58.2488; 2017-06-02: 58.4847; 2017-06-02: 57.8371; 2017-06-02: 57.8148; 2017-06-02: 57.3137; 2017-06-02: 57.1514; 2017-06-02: 56.7443; 2017-06-02: 54.1932; 2017-06-02: 36.4741; 2017-06-02: 36.9687; 2017-06-02: 36.6989; 2017-06-02: 36.4842; 2017-06-02: 36.9774; 2017-06-02: 35.8359; 2017-06-02: 36.6003; 2017-06-02: 35.7025; 2017-06-02: 36.5089; 2017-06-02: 35.263; 2017-06-02: 36.2029; 2017-06-02: 35.482; 2017-06-02: 34.0534; 2017-06-02: 30.0357; 2017-06-02: 30.4879; 2017-06-02: 30.2334; 2017-06-02: 29.9229; 2017-06-02: 29.2241; 2017-06-02: 29.0688; 2017-06-02: 28.7497; 2017-06-02: 28.0213; 2017-06-02: 24.5365; 2017-06-02: 24.8962; 2017-06-02: 24.686; 2017-06-02: 24.4523; 2017-06-02: 23.9721; 2017-06-02: 23.8554; 2017-06-02: 23.6237; 2017-06-02: 23.1528; 2017-06-02: 20.7658; 2017-06-02: 20.4854; 2017-06-02: 20.562; 2017-06-02: 20.6994; 2017-06-02: 20.9311; 2017-06-02: 21.2981; 2017-06-02: 21.1084; 2017-06-02: 21.7129; 2017-06-02: 35.3676; 2017-06-02: 36.228; 2017-06-02: 35.508; 2017-06-02: 34.8543; 2017-06-02: 35.7913; 2017-06-02: 33.1548; 2017-06-02: 34.5916; 2017-06-02: 32.7969; 2017-06-02: 34.3156; 2017-06-02: 31.991; 2017-06-02: 33.6467; 2017-06-02: 32.2781; 2017-06-02: 29.5501; 2017-06-02: 23.1061; 2017-06-02: 23.8274; 2017-06-02: 23.4137; 2017-06-02: 22.9109; 2017-06-02: 21.8061; 2017-06-02: 21.5604; 2017-06-02: 21.0622; 2017-06-02: 19.9495; 2017-06-02: 15.096; 2017-06-02: 15.5688; 2017-06-02: 15.2964; 2017-06-02: 14.9875; 2017-06-02: 14.3651; 2017-06-02: 14.2062; 2017-06-02: 13.9235; 2017-06-02: 13.3332; 2017-06-02: 11.3572; 2017-06-02: 11.2471; 2017-06-02: 11.2903; 2017-06-02: 11.3691; 2017-06-02: 11.4987; 2017-06-02: 11.6539; 2017-06-02: 11.6013; 2017-06-02: 11.8824
530
531 | Total Temperature Loss in HP Piping | F | 2017-06-02: 3.868; 2017-06-02: 3.2589; 2017-06-02: 3.9814; 2017-06-02: 3.9719; 2017-06-02: 3.9422; 2017-06-02: 3.9172; 2017-06-02: 3.8732; 2017-06-02: 3.8612; 2017-06-02: 3.7782; 2017-06-02: 3.8066; 2017-06-02: 3.8471; 2017-06-02: 3.8605; 2017-06-02: 3.8732; 2017-06-02: 3.8626; 2017-06-02: 3.8331; 2017-06-02: 3.7616; 2017-06-02: 4.2973; 2017-06-02: 4.307; 2017-06-02: 4.2813; 2017-06-02: 4.2806; 2017-06-02: 4.2606; 2017-06-02: 4.2545; 2017-06-02: 4.2381; 2017-06-02: 4.138; 2017-06-02: 3.31; 2017-06-02: 3.3214; 2017-06-02: 3.2938; 2017-06-02: 3.2645; 2017-06-02: 3.2873; 2017-06-02: 3.2357; 2017-06-02: 3.2621; 2017-06-02: 3.2308; 2017-06-02: 3.2589; 2017-06-02: 3.2155; 2017-06-02: 3.2479; 2017-06-02: 3.2233; 2017-06-02: 3.175; 2017-06-02: 3.033; 2017-06-02: 3.0494; 2017-06-02: 3.04; 2017-06-02: 3.029; 2017-06-02: 3.0044; 2017-06-02: 2.9988; 2017-06-02: 2.9875; 2017-06-02: 2.9614; 2017-06-02: 2.8366; 2017-06-02: 2.8496; 2017-06-02: 2.8422; 2017-06-02: 2.8336; 2017-06-02: 2.8161; 2017-06-02: 2.8121; 2017-06-02: 2.8037; 2017-06-02: 2.7868; 2017-06-02: 2.6888; 2017-06-02: 2.6762; 2017-06-02: 2.6797; 2017-06-02: 2.686; 2017-06-02: 2.696; 2017-06-02: 2.7126; 2017-06-02: 2.704; 2017-06-02: 2.7311; 2017-06-02: 3.3392; 2017-06-02: 3.3775; 2017-06-02: 3.3455; 2017-06-02: 3.3163; 2017-06-02: 3.3581; 2017-06-02: 3.2407; 2017-06-02: 3.3046; 2017-06-02: 3.2249; 2017-06-02: 3.2924; 2017-06-02: 3.1889; 2017-06-02: 3.2625; 2017-06-02: 3.2018; 2017-06-02: 3.0803; 2017-06-02: 2.7932; 2017-06-02: 2.8253; 2017-06-02: 2.8069; 2017-06-02: 2.7844; 2017-06-02: 2.7353; 2017-06-02: 2.7243; 2017-06-02: 2.7023; 2017-06-02: 2.6528; 2017-06-02: 2.4361; 2017-06-02: 2.4572; 2017-06-02: 2.4451; 2017-06-02: 2.4313; 2017-06-02: 2.4035; 2017-06-02: 2.3965; 2017-06-02: 2.3837; 2017-06-02: 2.3576; 2017-06-02: 2.2694; 2017-06-02: 2.2646; 2017-06-02: 2.2664; 2017-06-02: 2.27; 2017-06-02: 2.2756; 2017-06-02: 2.2826; 2017-06-02: 2.2802; 2017-06-02: 2.2928
532 | Total Enthalpy Loss in HP Piping | Btu/lb | 2017-06-02: 1; 2017-06-02: 1; 2017-06-02: 1; 2017-06-02: 1; 2017-06-02: 1; 2017-06-02: 1; 2017-06-02: 1; 2017-06-02: 1; 2017-06-02: 1; 2017-06-02: 1; 2017-06-02: 1; 2017-06-02: 1; 2017-06-02: 1; 2017-06-02: 1; 2017-06-02: 1; 2017-06-02: 1; 2017-06-02: 1; 2017-06-02: 1; 2017-06-02: 0.99957; 2017-06-02: 1; 2017-06-02: 1; 2017-06-02: 1; 2017-06-02: 1; 2017-06-02: 1; 2017-06-02: 1; 2017-06-02: 1; 2017-06-02: 1; 2017-06-02: 1; 2017-06-02: 1; 2017-06-02: 1; 2017-06-02: 0.99957; 2017-06-02: 1.0004; 2017-06-02: 1; 2017-06-02: 1; 2017-06-02: 1; 2017-06-02: 1.0004; 2017-06-02: 1; 2017-06-02: 1; 2017-06-02: 1; 2017-06-02: 1; 2017-06-02: 1.0004; 2017-06-02: 1; 2017-06-02: 1; 2017-06-02: 1; 2017-06-02: 1; 2017-06-02: 1; 2017-06-02: 1; 2017-06-02: 0.99957; 2017-06-02: 1; 2017-06-02: 1; 2017-06-02: 1; 2017-06-02: 1; 2017-06-02: 1; 2017-06-02: 1; 2017-06-02: 1; 2017-06-02: 1; 2017-06-02: 1; 2017-06-02: 1; 2017-06-02: 1; 2017-06-02: 1; 2017-06-02: 1; 2017-06-02: 1; 2017-06-02: 1; 2017-06-02: 1; 2017-06-02: 1; 2017-06-02: 1; 2017-06-02: 1; 2017-06-02: 1; 2017-06-02: 1; 2017-06-02: 1; 2017-06-02: 1; 2017-06-02: 1; 2017-06-02: 1; 2017-06-02: 1; 2017-06-02: 1; 2017-06-02: 1; 2017-06-02: 1; 2017-06-02: 1; 2017-06-02: 1; 2017-06-02: 1; 2017-06-02: 1; 2017-06-02: 1; 2017-06-02: 1; 2017-06-02: 1; 2017-06-02: 1; 2017-06-02: 1; 2017-06-02: 1; 2017-06-02: 1; 2017-06-02: 1; 2017-06-02: 1; 2017-06-02: 1; 2017-06-02: 1; 2017-06-02: 1; 2017-06-02: 1; 2017-06-02: 1; 2017-06-02: 1; 2017-06-02: 1; 2017-06-02: 1
533
534 | Loss in Common CRH Piping | psi | 2017-06-02: 7.4004; 2017-06-02: 4.7558; 2017-06-02: 7.3085; 2017-06-02: 7.3057; 2017-06-02: 7.3331; 2017-06-02: 7.348; 2017-06-02: 7.3833; 2017-06-02: 7.3863; 2017-06-02: 6.4086; 2017-06-02: 6.5833; 2017-06-02: 6.9184; 2017-06-02: 7.0908; 2017-06-02: 7.3843; 2017-06-02: 7.3865; 2017-06-02: 7.3315; 2017-06-02: 6.9982; 2017-06-02: 3.4783; 2017-06-02: 3.5027; 2017-06-02: 3.4687; 2017-06-02: 3.4562; 2017-06-02: 3.4017; 2017-06-02: 3.3911; 2017-06-02: 3.3663; 2017-06-02: 3.2145; 2017-06-02: 4.7042; 2017-06-02: 4.7745; 2017-06-02: 4.753; 2017-06-02: 4.742; 2017-06-02: 4.8044; 2017-06-02: 4.6673; 2017-06-02: 4.768; 2017-06-02: 4.6517; 2017-06-02: 4.7556; 2017-06-02: 4.5923; 2017-06-02: 4.7201; 2017-06-02: 4.6081; 2017-06-02: 4.4086; 2017-06-02: 3.918; 2017-06-02: 3.9735; 2017-06-02: 3.9397; 2017-06-02: 3.8985; 2017-06-02: 3.8088; 2017-06-02: 3.7888; 2017-06-02: 3.744; 2017-06-02: 3.6476; 2017-06-02: 3.2216; 2017-06-02: 3.2662; 2017-06-02: 3.2397; 2017-06-02: 3.2103; 2017-06-02: 3.1501; 2017-06-02: 3.1347; 2017-06-02: 3.1034; 2017-06-02: 3.0394; 2017-06-02: 2.8523; 2017-06-02: 2.8342; 2017-06-02: 2.8397; 2017-06-02: 2.849; 2017-06-02: 2.8655; 2017-06-02: 2.8907; 2017-06-02: 2.8783; 2017-06-02: 2.9206; 2017-06-02: 2.3329; 2017-06-02: 2.3628; 2017-06-02: 2.3402; 2017-06-02: 2.3197; 2017-06-02: 2.3506; 2017-06-02: 2.2546; 2017-06-02: 2.3045; 2017-06-02: 2.2403; 2017-06-02: 2.2936; 2017-06-02: 2.2082; 2017-06-02: 2.2682; 2017-06-02: 2.2144; 2017-06-02: 2.1193; 2017-06-02: 1.8765; 2017-06-02: 1.9054; 2017-06-02: 1.8875; 2017-06-02: 1.8655; 2017-06-02: 1.818; 2017-06-02: 1.8073; 2017-06-02: 1.784; 2017-06-02: 1.7332; 2017-06-02: 1.5078; 2017-06-02: 1.5315; 2017-06-02: 1.518; 2017-06-02: 1.5019; 2017-06-02: 1.4697; 2017-06-02: 1.4615; 2017-06-02: 1.4453; 2017-06-02: 1.4118; 2017-06-02: 1.3162; 2017-06-02: 1.3111; 2017-06-02: 1.3136; 2017-06-02: 1.3182; 2017-06-02: 1.3261; 2017-06-02: 1.333; 2017-06-02: 1.3325; 2017-06-02: 1.347
535 | Loss in Individual CRH Piping | psi | 2017-06-02: 3.8645; 2017-06-02: 2.4807; 2017-06-02: 3.8154; 2017-06-02: 3.8141; 2017-06-02: 3.8286; 2017-06-02: 3.8367; 2017-06-02: 3.8555; 2017-06-02: 3.8573; 2017-06-02: 3.345; 2017-06-02: 3.4362; 2017-06-02: 3.6117; 2017-06-02: 3.7021; 2017-06-02: 3.856; 2017-06-02: 3.8573; 2017-06-02: 3.8286; 2017-06-02: 3.6542; 2017-06-02: 7.1514; 2017-06-02: 7.2024; 2017-06-02: 7.1328; 2017-06-02: 7.1064; 2017-06-02: 6.9933; 2017-06-02: 6.9714; 2017-06-02: 6.9203; 2017-06-02: 6.6084; 2017-06-02: 2.4532; 2017-06-02: 2.4899; 2017-06-02: 2.4791; 2017-06-02: 2.4735; 2017-06-02: 2.5061; 2017-06-02: 2.4347; 2017-06-02: 2.4871; 2017-06-02: 2.4266; 2017-06-02: 2.4807; 2017-06-02: 2.3954; 2017-06-02: 2.4622; 2017-06-02: 2.4036; 2017-06-02: 2.2994; 2017-06-02: 2.044; 2017-06-02: 2.0729; 2017-06-02: 2.055; 2017-06-02: 2.0337; 2017-06-02: 1.9869; 2017-06-02: 1.9766; 2017-06-02: 1.9532; 2017-06-02: 1.9028; 2017-06-02: 1.6808; 2017-06-02: 1.7043; 2017-06-02: 1.6904; 2017-06-02: 1.675; 2017-06-02: 1.6437; 2017-06-02: 1.6357; 2017-06-02: 1.6193; 2017-06-02: 1.586; 2017-06-02: 1.489; 2017-06-02: 1.4795; 2017-06-02: 1.4823; 2017-06-02: 1.4871; 2017-06-02: 1.4958; 2017-06-02: 1.509; 2017-06-02: 1.5024; 2017-06-02: 1.5246; 2017-06-02: 4.7942; 2017-06-02: 4.8553; 2017-06-02: 4.8092; 2017-06-02: 4.7671; 2017-06-02: 4.8306; 2017-06-02: 4.6328; 2017-06-02: 4.7352; 2017-06-02: 4.6036; 2017-06-02: 4.7134; 2017-06-02: 4.5374; 2017-06-02: 4.6611; 2017-06-02: 4.5501; 2017-06-02: 4.3543; 2017-06-02: 3.8563; 2017-06-02: 3.9154; 2017-06-02: 3.8787; 2017-06-02: 3.8333; 2017-06-02: 3.7359; 2017-06-02: 3.714; 2017-06-02: 3.6657; 2017-06-02: 3.5614; 2017-06-02: 3.0983; 2017-06-02: 3.1466; 2017-06-02: 3.1192; 2017-06-02: 3.0861; 2017-06-02: 3.0198; 2017-06-02: 3.0032; 2017-06-02: 2.9699; 2017-06-02: 2.9008; 2017-06-02: 2.7052; 2017-06-02: 2.6948; 2017-06-02: 2.6998; 2017-06-02: 2.7093; 2017-06-02: 2.7255; 2017-06-02: 2.7399; 2017-06-02: 2.7385; 2017-06-02: 2.7683
536 | Total Loss in CRH Piping | psi | 2017-06-02: 11.2649; 2017-06-02: 7.2365; 2017-06-02: 11.1238; 2017-06-02: 11.1198; 2017-06-02: 11.1617; 2017-06-02: 11.1847; 2017-06-02: 11.2388; 2017-06-02: 11.2436; 2017-06-02: 9.7536; 2017-06-02: 10.0195; 2017-06-02: 10.5302; 2017-06-02: 10.7928; 2017-06-02: 11.2403; 2017-06-02: 11.2438; 2017-06-02: 11.1601; 2017-06-02: 10.6524; 2017-06-02: 10.6297; 2017-06-02: 10.7051; 2017-06-02: 10.6015; 2017-06-02: 10.5627; 2017-06-02: 10.395; 2017-06-02: 10.3625; 2017-06-02: 10.2867; 2017-06-02: 9.8228; 2017-06-02: 7.1573; 2017-06-02: 7.2644; 2017-06-02: 7.2322; 2017-06-02: 7.2155; 2017-06-02: 7.3105; 2017-06-02: 7.1021; 2017-06-02: 7.2551; 2017-06-02: 7.0783; 2017-06-02: 7.2364; 2017-06-02: 6.9878; 2017-06-02: 7.1823; 2017-06-02: 7.0117; 2017-06-02: 6.708; 2017-06-02: 5.9621; 2017-06-02: 6.0463; 2017-06-02: 5.9947; 2017-06-02: 5.9322; 2017-06-02: 5.7957; 2017-06-02: 5.7654; 2017-06-02: 5.6972; 2017-06-02: 5.5503; 2017-06-02: 4.9024; 2017-06-02: 4.9706; 2017-06-02: 4.9301; 2017-06-02: 4.8853; 2017-06-02: 4.7938; 2017-06-02: 4.7704; 2017-06-02: 4.7227; 2017-06-02: 4.6254; 2017-06-02: 4.3413; 2017-06-02: 4.3137; 2017-06-02: 4.322; 2017-06-02: 4.336; 2017-06-02: 4.3613; 2017-06-02: 4.3997; 2017-06-02: 4.3807; 2017-06-02: 4.4453; 2017-06-02: 7.1272; 2017-06-02: 7.2181; 2017-06-02: 7.1493; 2017-06-02: 7.0868; 2017-06-02: 7.1813; 2017-06-02: 6.8874; 2017-06-02: 7.0397; 2017-06-02: 6.8439; 2017-06-02: 7.0071; 2017-06-02: 6.7456; 2017-06-02: 6.9293; 2017-06-02: 6.7646; 2017-06-02: 6.4736; 2017-06-02: 5.7328; 2017-06-02: 5.8208; 2017-06-02: 5.7663; 2017-06-02: 5.6988; 2017-06-02: 5.5539; 2017-06-02: 5.5213; 2017-06-02: 5.4496; 2017-06-02: 5.2946; 2017-06-02: 4.6061; 2017-06-02: 4.678; 2017-06-02: 4.6371; 2017-06-02: 4.588; 2017-06-02: 4.4895; 2017-06-02: 4.4647; 2017-06-02: 4.4152; 2017-06-02: 4.3126; 2017-06-02: 4.0214; 2017-06-02: 4.0059; 2017-06-02: 4.0134; 2017-06-02: 4.0275; 2017-06-02: 4.0516; 2017-06-02: 4.0729; 2017-06-02: 4.071; 2017-06-02: 4.1153
537
538 | Total Temperature Loss in CRH Piping | F | 2017-06-02: 2.8746; 2017-06-02: 2.5333; 2017-06-02: 2.9002; 2017-06-02: 2.8955; 2017-06-02: 2.891; 2017-06-02: 2.8843; 2017-06-02: 2.8757; 2017-06-02: 2.8721; 2017-06-02: 2.7889; 2017-06-02: 2.8044; 2017-06-02: 2.8379; 2017-06-02: 2.8514; 2017-06-02: 2.8757; 2017-06-02: 2.8723; 2017-06-02: 2.8571; 2017-06-02: 2.8199; 2017-06-02: 2.8879; 2017-06-02: 2.8985; 2017-06-02: 2.8904; 2017-06-02: 2.8838; 2017-06-02: 2.8625; 2017-06-02: 2.8597; 2017-06-02: 2.8532; 2017-06-02: 2.8159; 2017-06-02: 2.5396; 2017-06-02: 2.5457; 2017-06-02: 2.5389; 2017-06-02: 2.5322; 2017-06-02: 2.5407; 2017-06-02: 2.524; 2017-06-02: 2.5342; 2017-06-02: 2.5227; 2017-06-02: 2.5335; 2017-06-02: 2.5151; 2017-06-02: 2.5299; 2017-06-02: 2.5153; 2017-06-02: 2.4952; 2017-06-02: 2.4485; 2017-06-02: 2.4534; 2017-06-02: 2.4498; 2017-06-02: 2.4457; 2017-06-02: 2.4365; 2017-06-02: 2.4345; 2017-06-02: 2.4295; 2017-06-02: 2.419; 2017-06-02: 2.3812; 2017-06-02: 2.3855; 2017-06-02: 2.3828; 2017-06-02: 2.38; 2017-06-02: 2.3744; 2017-06-02: 2.3729; 2017-06-02: 2.3693; 2017-06-02: 2.362; 2017-06-02: 2.3526; 2017-06-02: 2.3512; 2017-06-02: 2.3517; 2017-06-02: 2.3526; 2017-06-02: 2.3544; 2017-06-02: 2.3569; 2017-06-02: 2.3555; 2017-06-02: 2.3598; 2017-06-02: 2.5918; 2017-06-02: 2.5985; 2017-06-02: 2.5942; 2017-06-02: 2.5902; 2017-06-02: 2.5967; 2017-06-02: 2.5738; 2017-06-02: 2.5848; 2017-06-02: 2.5699; 2017-06-02: 2.5817; 2017-06-02: 2.5616; 2017-06-02: 2.5756; 2017-06-02: 2.5616; 2017-06-02: 2.5416; 2017-06-02: 2.4901; 2017-06-02: 2.4964; 2017-06-02: 2.4923; 2017-06-02: 2.4867; 2017-06-02: 2.4757; 2017-06-02: 2.473; 2017-06-02: 2.4671; 2017-06-02: 2.4548; 2017-06-02: 2.405; 2017-06-02: 2.4104; 2017-06-02: 2.407; 2017-06-02: 2.4035; 2017-06-02: 2.396; 2017-06-02: 2.3942; 2017-06-02: 2.3899; 2017-06-02: 2.381; 2017-06-02: 2.3647; 2017-06-02: 2.3641; 2017-06-02: 2.3648; 2017-06-02: 2.3659; 2017-06-02: 2.3679; 2017-06-02: 2.3686; 2017-06-02: 2.3695; 2017-06-02: 2.3722
539 | Total Enthalpy Loss in CRH Piping | Btu/lb | 2017-06-02: 1; 2017-06-02: 1; 2017-06-02: 1; 2017-06-02: 1; 2017-06-02: 1; 2017-06-02: 1; 2017-06-02: 1.0004; 2017-06-02: 1; 2017-06-02: 1; 2017-06-02: 1; 2017-06-02: 1; 2017-06-02: 1.0004; 2017-06-02: 1; 2017-06-02: 1; 2017-06-02: 1; 2017-06-02: 1; 2017-06-02: 1; 2017-06-02: 1; 2017-06-02: 1; 2017-06-02: 1; 2017-06-02: 1; 2017-06-02: 1; 2017-06-02: 1; 2017-06-02: 1; 2017-06-02: 1; 2017-06-02: 1; 2017-06-02: 1; 2017-06-02: 1; 2017-06-02: 1; 2017-06-02: 1; 2017-06-02: 1; 2017-06-02: 1.0004; 2017-06-02: 1; 2017-06-02: 1; 2017-06-02: 1; 2017-06-02: 1; 2017-06-02: 1; 2017-06-02: 1; 2017-06-02: 1; 2017-06-02: 1; 2017-06-02: 1; 2017-06-02: 1; 2017-06-02: 1; 2017-06-02: 1; 2017-06-02: 1; 2017-06-02: 1; 2017-06-02: 1; 2017-06-02: 1; 2017-06-02: 1; 2017-06-02: 1; 2017-06-02: 1; 2017-06-02: 1; 2017-06-02: 1; 2017-06-02: 1; 2017-06-02: 1; 2017-06-02: 1; 2017-06-02: 1; 2017-06-02: 1; 2017-06-02: 1; 2017-06-02: 1; 2017-06-02: 1; 2017-06-02: 1; 2017-06-02: 1; 2017-06-02: 1; 2017-06-02: 1; 2017-06-02: 1.0004; 2017-06-02: 1; 2017-06-02: 1; 2017-06-02: 1; 2017-06-02: 1; 2017-06-02: 1; 2017-06-02: 1; 2017-06-02: 1; 2017-06-02: 1; 2017-06-02: 1.0004; 2017-06-02: 1; 2017-06-02: 1; 2017-06-02: 1; 2017-06-02: 1; 2017-06-02: 1; 2017-06-02: 1; 2017-06-02: 1; 2017-06-02: 1; 2017-06-02: 1; 2017-06-02: 1; 2017-06-02: 1; 2017-06-02: 1; 2017-06-02: 1; 2017-06-02: 1; 2017-06-02: 1; 2017-06-02: 1; 2017-06-02: 1; 2017-06-02: 1; 2017-06-02: 1; 2017-06-02: 1; 2017-06-02: 1; 2017-06-02: 1; 2017-06-02: 1
540
541 | Loss in Individual HRH Piping | psi | 2017-06-02: 4.9126; 2017-06-02: 3.5172; 2017-06-02: 4.962; 2017-06-02: 4.9645; 2017-06-02: 4.9426; 2017-06-02: 4.9319; 2017-06-02: 4.9045; 2017-06-02: 4.9031; 2017-06-02: 4.4461; 2017-06-02: 4.5555; 2017-06-02: 4.713; 2017-06-02: 4.7891; 2017-06-02: 4.9047; 2017-06-02: 4.9033; 2017-06-02: 4.8773; 2017-06-02: 4.6701; 2017-06-02: 9.7053; 2017-06-02: 9.6885; 2017-06-02: 9.5953; 2017-06-02: 9.6362; 2017-06-02: 9.6534; 2017-06-02: 9.6291; 2017-06-02: 9.5674; 2017-06-02: 9.1394; 2017-06-02: 3.5578; 2017-06-02: 3.6; 2017-06-02: 3.561; 2017-06-02: 3.5249; 2017-06-02: 3.5737; 2017-06-02: 3.4529; 2017-06-02: 3.5253; 2017-06-02: 3.4386; 2017-06-02: 3.5141; 2017-06-02: 3.4068; 2017-06-02: 3.4858; 2017-06-02: 3.4329; 2017-06-02: 3.2809; 2017-06-02: 2.8878; 2017-06-02: 2.935; 2017-06-02: 2.9112; 2017-06-02: 2.8823; 2017-06-02: 2.8137; 2017-06-02: 2.7982; 2017-06-02: 2.7709; 2017-06-02: 2.7028; 2017-06-02: 2.3358; 2017-06-02: 2.3728; 2017-06-02: 2.3516; 2017-06-02: 2.3281; 2017-06-02: 2.2791; 2017-06-02: 2.2658; 2017-06-02: 2.2468; 2017-06-02: 2.2041; 2017-06-02: 1.9954; 2017-06-02: 1.9803; 2017-06-02: 1.984; 2017-06-02: 1.9909; 2017-06-02: 2.0014; 2017-06-02: 2.0195; 2017-06-02: 2.0096; 2017-06-02: 2.0376; 2017-06-02: 6.9564; 2017-06-02: 7.0403; 2017-06-02: 6.9636; 2017-06-02: 6.8934; 2017-06-02: 6.9913; 2017-06-02: 6.7546; 2017-06-02: 6.9002; 2017-06-02: 6.7267; 2017-06-02: 6.8787; 2017-06-02: 6.6617; 2017-06-02: 6.8229; 2017-06-02: 6.7128; 2017-06-02: 6.4065; 2017-06-02: 5.6224; 2017-06-02: 5.7132; 2017-06-02: 5.6676; 2017-06-02: 5.6127; 2017-06-02: 5.4808; 2017-06-02: 5.4508; 2017-06-02: 5.3979; 2017-06-02: 5.2665; 2017-06-02: 4.5603; 2017-06-02: 4.6319; 2017-06-02: 4.59; 2017-06-02: 4.5454; 2017-06-02: 4.4516; 2017-06-02: 4.4262; 2017-06-02: 4.3892; 2017-06-02: 4.3065; 2017-06-02: 3.9035; 2017-06-02: 3.8741; 2017-06-02: 3.8819; 2017-06-02: 3.8953; 2017-06-02: 3.9166; 2017-06-02: 3.953; 2017-06-02: 3.9324; 2017-06-02: 3.9885
542 | Loss in Common HRH Piping | psi | 2017-06-02: 11.462; 2017-06-02: 8.2065; 2017-06-02: 11.5773; 2017-06-02: 11.583; 2017-06-02: 11.5325; 2017-06-02: 11.5069; 2017-06-02: 11.4433; 2017-06-02: 11.4399; 2017-06-02: 10.374; 2017-06-02: 10.6288; 2017-06-02: 10.9963; 2017-06-02: 11.1743; 2017-06-02: 11.4441; 2017-06-02: 11.4401; 2017-06-02: 11.3798; 2017-06-02: 10.8965; 2017-06-02: 5.8721; 2017-06-02: 5.8618; 2017-06-02: 5.8056; 2017-06-02: 5.8302; 2017-06-02: 5.8408; 2017-06-02: 5.8262; 2017-06-02: 5.7886; 2017-06-02: 5.53; 2017-06-02: 8.3014; 2017-06-02: 8.3996; 2017-06-02: 8.3085; 2017-06-02: 8.2244; 2017-06-02: 8.3387; 2017-06-02: 8.057; 2017-06-02: 8.2252; 2017-06-02: 8.0232; 2017-06-02: 8.1994; 2017-06-02: 7.9492; 2017-06-02: 8.1333; 2017-06-02: 8.01; 2017-06-02: 7.6555; 2017-06-02: 6.7387; 2017-06-02: 6.8482; 2017-06-02: 6.793; 2017-06-02: 6.7255; 2017-06-02: 6.5651; 2017-06-02: 6.5293; 2017-06-02: 6.4658; 2017-06-02: 6.3068; 2017-06-02: 5.4504; 2017-06-02: 5.5367; 2017-06-02: 5.4875; 2017-06-02: 5.4328; 2017-06-02: 5.3182; 2017-06-02: 5.2874; 2017-06-02: 5.2427; 2017-06-02: 5.1432; 2017-06-02: 4.6561; 2017-06-02: 4.621; 2017-06-02: 4.6295; 2017-06-02: 4.6458; 2017-06-02: 4.6702; 2017-06-02: 4.7123; 2017-06-02: 4.6892; 2017-06-02: 4.7545; 2017-06-02: 4.2093; 2017-06-02: 4.26; 2017-06-02: 4.2138; 2017-06-02: 4.1713; 2017-06-02: 4.2305; 2017-06-02: 4.0875; 2017-06-02: 4.1755; 2017-06-02: 4.0703; 2017-06-02: 4.1624; 2017-06-02: 4.0312; 2017-06-02: 4.1286; 2017-06-02: 4.0621; 2017-06-02: 3.8769; 2017-06-02: 3.4024; 2017-06-02: 3.4576; 2017-06-02: 3.4299; 2017-06-02: 3.3965; 2017-06-02: 3.3169; 2017-06-02: 3.2987; 2017-06-02: 3.2667; 2017-06-02: 3.1873; 2017-06-02: 2.7601; 2017-06-02: 2.8033; 2017-06-02: 2.7781; 2017-06-02: 2.7511; 2017-06-02: 2.6944; 2017-06-02: 2.679; 2017-06-02: 2.6566; 2017-06-02: 2.6066; 2017-06-02: 2.3627; 2017-06-02: 2.345; 2017-06-02: 2.3497; 2017-06-02: 2.3578; 2017-06-02: 2.3707; 2017-06-02: 2.3927; 2017-06-02: 2.3802; 2017-06-02: 2.4142
543 | Total Loss in HRH Piping | psi | 2017-06-02: 16.3746; 2017-06-02: 11.7237; 2017-06-02: 16.5394; 2017-06-02: 16.5475; 2017-06-02: 16.4751; 2017-06-02: 16.4387; 2017-06-02: 16.3478; 2017-06-02: 16.343; 2017-06-02: 14.8201; 2017-06-02: 15.1843; 2017-06-02: 15.7093; 2017-06-02: 15.9634; 2017-06-02: 16.3488; 2017-06-02: 16.3434; 2017-06-02: 16.2571; 2017-06-02: 15.5666; 2017-06-02: 15.5775; 2017-06-02: 15.5504; 2017-06-02: 15.4008; 2017-06-02: 15.4664; 2017-06-02: 15.4942; 2017-06-02: 15.4552; 2017-06-02: 15.356; 2017-06-02: 14.6694; 2017-06-02: 11.8592; 2017-06-02: 11.9996; 2017-06-02: 11.8695; 2017-06-02: 11.7492; 2017-06-02: 11.9124; 2017-06-02: 11.5099; 2017-06-02: 11.7505; 2017-06-02: 11.4618; 2017-06-02: 11.7135; 2017-06-02: 11.356; 2017-06-02: 11.6191; 2017-06-02: 11.4429; 2017-06-02: 10.9364; 2017-06-02: 9.6266; 2017-06-02: 9.7832; 2017-06-02: 9.7042; 2017-06-02: 9.6079; 2017-06-02: 9.3789; 2017-06-02: 9.3275; 2017-06-02: 9.2367; 2017-06-02: 9.0096; 2017-06-02: 7.7862; 2017-06-02: 7.9095; 2017-06-02: 7.8391; 2017-06-02: 7.761; 2017-06-02: 7.5974; 2017-06-02: 7.5531; 2017-06-02: 7.4895; 2017-06-02: 7.3473; 2017-06-02: 6.6516; 2017-06-02: 6.6014; 2017-06-02: 6.6134; 2017-06-02: 6.6368; 2017-06-02: 6.6716; 2017-06-02: 6.7318; 2017-06-02: 6.6989; 2017-06-02: 6.7921; 2017-06-02: 11.1657; 2017-06-02: 11.3003; 2017-06-02: 11.1773; 2017-06-02: 11.0646; 2017-06-02: 11.2217; 2017-06-02: 10.842; 2017-06-02: 11.0757; 2017-06-02: 10.797; 2017-06-02: 11.0411; 2017-06-02: 10.6929; 2017-06-02: 10.9515; 2017-06-02: 10.7749; 2017-06-02: 10.2833; 2017-06-02: 9.0248; 2017-06-02: 9.1707; 2017-06-02: 9.0975; 2017-06-02: 9.0092; 2017-06-02: 8.7977; 2017-06-02: 8.7495; 2017-06-02: 8.6646; 2017-06-02: 8.4538; 2017-06-02: 7.3205; 2017-06-02: 7.4353; 2017-06-02: 7.3681; 2017-06-02: 7.2965; 2017-06-02: 7.146; 2017-06-02: 7.1052; 2017-06-02: 7.0458; 2017-06-02: 6.9132; 2017-06-02: 6.2662; 2017-06-02: 6.2191; 2017-06-02: 6.2315; 2017-06-02: 6.2531; 2017-06-02: 6.2873; 2017-06-02: 6.3456; 2017-06-02: 6.3126; 2017-06-02: 6.4027
544
545 | Total Temperature Loss in HRH Piping | F | 2017-06-02: 2.5594; 2017-06-02: 2.3812; 2017-06-02: 2.6165; 2017-06-02: 2.6109; 2017-06-02: 2.5954; 2017-06-02: 2.581; 2017-06-02: 2.5601; 2017-06-02: 2.5582; 2017-06-02: 2.5472; 2017-06-02: 2.5556; 2017-06-02: 2.5652; 2017-06-02: 2.5623; 2017-06-02: 2.5605; 2017-06-02: 2.5583; 2017-06-02: 2.5551; 2017-06-02: 2.5283; 2017-06-02: 2.5738; 2017-06-02: 2.5727; 2017-06-02: 2.5664; 2017-06-02: 2.5691; 2017-06-02: 2.5702; 2017-06-02: 2.5686; 2017-06-02: 2.5643; 2017-06-02: 2.5357; 2017-06-02: 2.4178; 2017-06-02: 2.4192; 2017-06-02: 2.4057; 2017-06-02: 2.3911; 2017-06-02: 2.3985; 2017-06-02: 2.3729; 2017-06-02: 2.3832; 2017-06-02: 2.369; 2017-06-02: 2.3801; 2017-06-02: 2.3639; 2017-06-02: 2.374; 2017-06-02: 2.3672; 2017-06-02: 2.3474; 2017-06-02: 2.2957; 2017-06-02: 2.3022; 2017-06-02: 2.2991; 2017-06-02: 2.2952; 2017-06-02: 2.286; 2017-06-02: 2.284; 2017-06-02: 2.2804; 2017-06-02: 2.2714; 2017-06-02: 2.2232; 2017-06-02: 2.228; 2017-06-02: 2.2252; 2017-06-02: 2.2223; 2017-06-02: 2.2156; 2017-06-02: 2.214; 2017-06-02: 2.2117; 2017-06-02: 2.2057; 2017-06-02: 2.1782; 2017-06-02: 2.1773; 2017-06-02: 2.1778; 2017-06-02: 2.1787; 2017-06-02: 2.1802; 2017-06-02: 2.1814; 2017-06-02: 2.1814; 2017-06-02: 2.1836; 2017-06-02: 2.4007; 2017-06-02: 2.4028; 2017-06-02: 2.3933; 2017-06-02: 2.3836; 2017-06-02: 2.39; 2017-06-02: 2.374; 2017-06-02: 2.3839; 2017-06-02: 2.372; 2017-06-02: 2.3825; 2017-06-02: 2.3675; 2017-06-02: 2.3785; 2017-06-02: 2.371; 2017-06-02: 2.3504; 2017-06-02: 2.297; 2017-06-02: 2.3029; 2017-06-02: 2.3; 2017-06-02: 2.2963; 2017-06-02: 2.2873; 2017-06-02: 2.2853; 2017-06-02: 2.2817; 2017-06-02: 2.2727; 2017-06-02: 2.2244; 2017-06-02: 2.2295; 2017-06-02: 2.2264; 2017-06-02: 2.2234; 2017-06-02: 2.2171; 2017-06-02: 2.2153; 2017-06-02: 2.2129; 2017-06-02: 2.2072; 2017-06-02: 2.1796; 2017-06-02: 2.1776; 2017-06-02: 2.178; 2017-06-02: 2.1793; 2017-06-02: 2.1807; 2017-06-02: 2.1829; 2017-06-02: 2.1816; 2017-06-02: 2.1856
546 | Total Enthalpy Loss in HRH Piping | Btu/lb | 2017-06-02: 1; 2017-06-02: 1; 2017-06-02: 1; 2017-06-02: 1; 2017-06-02: 1; 2017-06-02: 1; 2017-06-02: 1; 2017-06-02: 1.0004; 2017-06-02: 1; 2017-06-02: 1; 2017-06-02: 1; 2017-06-02: 1; 2017-06-02: 1; 2017-06-02: 1; 2017-06-02: 1; 2017-06-02: 1; 2017-06-02: 1; 2017-06-02: 1; 2017-06-02: 1; 2017-06-02: 1; 2017-06-02: 1; 2017-06-02: 1; 2017-06-02: 1; 2017-06-02: 1; 2017-06-02: 1; 2017-06-02: 1; 2017-06-02: 1; 2017-06-02: 1.0004; 2017-06-02: 1; 2017-06-02: 1; 2017-06-02: 1; 2017-06-02: 0.99957; 2017-06-02: 1; 2017-06-02: 1; 2017-06-02: 1.0004; 2017-06-02: 1; 2017-06-02: 1; 2017-06-02: 1; 2017-06-02: 1; 2017-06-02: 1.0004; 2017-06-02: 1; 2017-06-02: 1; 2017-06-02: 1; 2017-06-02: 1; 2017-06-02: 1.0004; 2017-06-02: 1; 2017-06-02: 1; 2017-06-02: 1; 2017-06-02: 1; 2017-06-02: 1; 2017-06-02: 1; 2017-06-02: 1; 2017-06-02: 1; 2017-06-02: 1; 2017-06-02: 1; 2017-06-02: 1; 2017-06-02: 1; 2017-06-02: 1; 2017-06-02: 0.99957; 2017-06-02: 1; 2017-06-02: 1; 2017-06-02: 1; 2017-06-02: 0.99957; 2017-06-02: 1; 2017-06-02: 1; 2017-06-02: 1; 2017-06-02: 1; 2017-06-02: 1; 2017-06-02: 1; 2017-06-02: 1; 2017-06-02: 1; 2017-06-02: 1; 2017-06-02: 1; 2017-06-02: 1; 2017-06-02: 0.99957; 2017-06-02: 1; 2017-06-02: 1; 2017-06-02: 1; 2017-06-02: 1; 2017-06-02: 1; 2017-06-02: 1; 2017-06-02: 1; 2017-06-02: 1; 2017-06-02: 0.99957; 2017-06-02: 1; 2017-06-02: 1; 2017-06-02: 1; 2017-06-02: 1; 2017-06-02: 1; 2017-06-02: 1; 2017-06-02: 1; 2017-06-02: 1; 2017-06-02: 1; 2017-06-02: 1; 2017-06-02: 1; 2017-06-02: 1; 2017-06-02: 1; 2017-06-02: 1
547
548 | Cold Reheat Loss | psi | 2017-06-02: 11.2649; 2017-06-02: 7.2365; 2017-06-02: 11.1238; 2017-06-02: 11.1198; 2017-06-02: 11.1617; 2017-06-02: 11.1847; 2017-06-02: 11.2388; 2017-06-02: 11.2436; 2017-06-02: 9.7536; 2017-06-02: 10.0195; 2017-06-02: 10.5302; 2017-06-02: 10.7928; 2017-06-02: 11.2403; 2017-06-02: 11.2438; 2017-06-02: 11.1601; 2017-06-02: 10.6524; 2017-06-02: 10.6297; 2017-06-02: 10.7051; 2017-06-02: 10.6015; 2017-06-02: 10.5627; 2017-06-02: 10.395; 2017-06-02: 10.3625; 2017-06-02: 10.2867; 2017-06-02: 9.8228; 2017-06-02: 7.1573; 2017-06-02: 7.2644; 2017-06-02: 7.2322; 2017-06-02: 7.2155; 2017-06-02: 7.3105; 2017-06-02: 7.1021; 2017-06-02: 7.2551; 2017-06-02: 7.0783; 2017-06-02: 7.2364; 2017-06-02: 6.9878; 2017-06-02: 7.1823; 2017-06-02: 7.0117; 2017-06-02: 6.708; 2017-06-02: 5.9621; 2017-06-02: 6.0463; 2017-06-02: 5.9947; 2017-06-02: 5.9322; 2017-06-02: 5.7957; 2017-06-02: 5.7654; 2017-06-02: 5.6972; 2017-06-02: 5.5503; 2017-06-02: 4.9024; 2017-06-02: 4.9706; 2017-06-02: 4.9301; 2017-06-02: 4.8853; 2017-06-02: 4.7938; 2017-06-02: 4.7704; 2017-06-02: 4.7227; 2017-06-02: 4.6254; 2017-06-02: 4.3413; 2017-06-02: 4.3137; 2017-06-02: 4.322; 2017-06-02: 4.336; 2017-06-02: 4.3613; 2017-06-02: 4.3997; 2017-06-02: 4.3807; 2017-06-02: 4.4453; 2017-06-02: 7.1272; 2017-06-02: 7.2181; 2017-06-02: 7.1493; 2017-06-02: 7.0868; 2017-06-02: 7.1813; 2017-06-02: 6.8874; 2017-06-02: 7.0397; 2017-06-02: 6.8439; 2017-06-02: 7.0071; 2017-06-02: 6.7456; 2017-06-02: 6.9293; 2017-06-02: 6.7646; 2017-06-02: 6.4736; 2017-06-02: 5.7328; 2017-06-02: 5.8208; 2017-06-02: 5.7663; 2017-06-02: 5.6988; 2017-06-02: 5.5539; 2017-06-02: 5.5213; 2017-06-02: 5.4496; 2017-06-02: 5.2946; 2017-06-02: 4.6061; 2017-06-02: 4.678; 2017-06-02: 4.6371; 2017-06-02: 4.588; 2017-06-02: 4.4895; 2017-06-02: 4.4647; 2017-06-02: 4.4152; 2017-06-02: 4.3126; 2017-06-02: 4.0214; 2017-06-02: 4.0059; 2017-06-02: 4.0134; 2017-06-02: 4.0275; 2017-06-02: 4.0516; 2017-06-02: 4.0729; 2017-06-02: 4.071; 2017-06-02: 4.1153
549 | Pressure Loss in HRSG | psi | 2017-06-02: 20.1119; 2017-06-02: 14.3744; 2017-06-02: 20.2771; 2017-06-02: 20.2503; 2017-06-02: 20.2061; 2017-06-02: 20.1508; 2017-06-02: 20.0899; 2017-06-02: 20.0639; 2017-06-02: 18.0479; 2017-06-02: 18.491; 2017-06-02: 19.2203; 2017-06-02: 19.5389; 2017-06-02: 20.0916; 2017-06-02: 20.0645; 2017-06-02: 19.8689; 2017-06-02: 18.9512; 2017-06-02: 38.5989; 2017-06-02: 38.2998; 2017-06-02: 37.74; 2017-06-02: 37.6386; 2017-06-02: 37.5026; 2017-06-02: 37.3481; 2017-06-02: 36.9909; 2017-06-02: 35.1648; 2017-06-02: 14.595; 2017-06-02: 14.745; 2017-06-02: 14.5918; 2017-06-02: 14.4466; 2017-06-02: 14.6259; 2017-06-02: 14.1294; 2017-06-02: 14.4143; 2017-06-02: 14.0611; 2017-06-02: 14.3619; 2017-06-02: 13.8456; 2017-06-02: 14.2244; 2017-06-02: 13.8337; 2017-06-02: 13.2811; 2017-06-02: 11.8612; 2017-06-02: 12.0497; 2017-06-02: 11.9311; 2017-06-02: 11.7819; 2017-06-02: 11.4596; 2017-06-02: 11.3869; 2017-06-02: 11.2178; 2017-06-02: 10.8656; 2017-06-02: 9.4729; 2017-06-02: 9.6269; 2017-06-02: 9.5426; 2017-06-02: 9.4401; 2017-06-02: 9.2251; 2017-06-02: 9.172; 2017-06-02: 9.0559; 2017-06-02: 8.8228; 2017-06-02: 8.3125; 2017-06-02: 8.2709; 2017-06-02: 8.2859; 2017-06-02: 8.3147; 2017-06-02: 8.3575; 2017-06-02: 8.4168; 2017-06-02: 8.3904; 2017-06-02: 8.4965; 2017-06-02: 27.555; 2017-06-02: 27.8481; 2017-06-02: 27.5071; 2017-06-02: 27.1692; 2017-06-02: 27.5229; 2017-06-02: 26.2908; 2017-06-02: 26.8787; 2017-06-02: 26.0965; 2017-06-02: 26.7307; 2017-06-02: 25.6583; 2017-06-02: 26.3877; 2017-06-02: 25.6549; 2017-06-02: 24.5659; 2017-06-02: 21.8145; 2017-06-02: 22.1622; 2017-06-02: 21.9478; 2017-06-02: 21.6813; 2017-06-02: 21.0982; 2017-06-02: 20.9655; 2017-06-02: 20.6595; 2017-06-02: 20.021; 2017-06-02: 17.4676; 2017-06-02: 17.7513; 2017-06-02: 17.5903; 2017-06-02: 17.406; 2017-06-02: 17.0176; 2017-06-02: 16.9203; 2017-06-02: 16.7084; 2017-06-02: 16.2821; 2017-06-02: 15.3313; 2017-06-02: 15.2985; 2017-06-02: 15.3301; 2017-06-02: 15.3852; 2017-06-02: 15.4724; 2017-06-02: 15.5343; 2017-06-02: 15.538; 2017-06-02: 15.6812
550 | Hot Reheat Loss | psi | 2017-06-02: 16.3746; 2017-06-02: 11.7237; 2017-06-02: 16.5394; 2017-06-02: 16.5475; 2017-06-02: 16.4751; 2017-06-02: 16.4387; 2017-06-02: 16.3478; 2017-06-02: 16.343; 2017-06-02: 14.8201; 2017-06-02: 15.1843; 2017-06-02: 15.7093; 2017-06-02: 15.9634; 2017-06-02: 16.3488; 2017-06-02: 16.3434; 2017-06-02: 16.2571; 2017-06-02: 15.5666; 2017-06-02: 15.5775; 2017-06-02: 15.5504; 2017-06-02: 15.4008; 2017-06-02: 15.4664; 2017-06-02: 15.4942; 2017-06-02: 15.4552; 2017-06-02: 15.356; 2017-06-02: 14.6694; 2017-06-02: 11.8592; 2017-06-02: 11.9996; 2017-06-02: 11.8695; 2017-06-02: 11.7492; 2017-06-02: 11.9124; 2017-06-02: 11.5099; 2017-06-02: 11.7505; 2017-06-02: 11.4618; 2017-06-02: 11.7135; 2017-06-02: 11.356; 2017-06-02: 11.6191; 2017-06-02: 11.4429; 2017-06-02: 10.9364; 2017-06-02: 9.6266; 2017-06-02: 9.7832; 2017-06-02: 9.7042; 2017-06-02: 9.6079; 2017-06-02: 9.3789; 2017-06-02: 9.3275; 2017-06-02: 9.2367; 2017-06-02: 9.0096; 2017-06-02: 7.7862; 2017-06-02: 7.9095; 2017-06-02: 7.8391; 2017-06-02: 7.761; 2017-06-02: 7.5974; 2017-06-02: 7.5531; 2017-06-02: 7.4895; 2017-06-02: 7.3473; 2017-06-02: 6.6516; 2017-06-02: 6.6014; 2017-06-02: 6.6134; 2017-06-02: 6.6368; 2017-06-02: 6.6716; 2017-06-02: 6.7318; 2017-06-02: 6.6989; 2017-06-02: 6.7921; 2017-06-02: 11.1657; 2017-06-02: 11.3003; 2017-06-02: 11.1773; 2017-06-02: 11.0646; 2017-06-02: 11.2217; 2017-06-02: 10.842; 2017-06-02: 11.0757; 2017-06-02: 10.797; 2017-06-02: 11.0411; 2017-06-02: 10.6929; 2017-06-02: 10.9515; 2017-06-02: 10.7749; 2017-06-02: 10.2833; 2017-06-02: 9.0248; 2017-06-02: 9.1707; 2017-06-02: 9.0975; 2017-06-02: 9.0092; 2017-06-02: 8.7977; 2017-06-02: 8.7495; 2017-06-02: 8.6646; 2017-06-02: 8.4538; 2017-06-02: 7.3205; 2017-06-02: 7.4353; 2017-06-02: 7.3681; 2017-06-02: 7.2965; 2017-06-02: 7.146; 2017-06-02: 7.1052; 2017-06-02: 7.0458; 2017-06-02: 6.9132; 2017-06-02: 6.2662; 2017-06-02: 6.2191; 2017-06-02: 6.2315; 2017-06-02: 6.2531; 2017-06-02: 6.2873; 2017-06-02: 6.3456; 2017-06-02: 6.3126; 2017-06-02: 6.4027
551 | Total Reheat System Loss | psi | 2017-06-02: 47.7515; 2017-06-02: 33.3346; 2017-06-02: 47.9403; 2017-06-02: 47.9176; 2017-06-02: 47.8429; 2017-06-02: 47.7743; 2017-06-02: 47.6765; 2017-06-02: 47.6506; 2017-06-02: 42.6217; 2017-06-02: 43.6948; 2017-06-02: 45.4598; 2017-06-02: 46.2952; 2017-06-02: 47.6807; 2017-06-02: 47.6517; 2017-06-02: 47.2861; 2017-06-02: 45.1703; 2017-06-02: 64.8061; 2017-06-02: 64.5553; 2017-06-02: 63.7423; 2017-06-02: 63.6677; 2017-06-02: 63.3918; 2017-06-02: 63.1658; 2017-06-02: 62.6335; 2017-06-02: 59.6571; 2017-06-02: 33.6115; 2017-06-02: 34.0089; 2017-06-02: 33.6934; 2017-06-02: 33.4113; 2017-06-02: 33.8488; 2017-06-02: 32.7414; 2017-06-02: 33.4199; 2017-06-02: 32.6011; 2017-06-02: 33.3118; 2017-06-02: 32.1894; 2017-06-02: 33.0258; 2017-06-02: 32.2883; 2017-06-02: 30.9255; 2017-06-02: 27.4498; 2017-06-02: 27.8793; 2017-06-02: 27.63; 2017-06-02: 27.3219; 2017-06-02: 26.6342; 2017-06-02: 26.4798; 2017-06-02: 26.1518; 2017-06-02: 25.4256; 2017-06-02: 22.1615; 2017-06-02: 22.507; 2017-06-02: 22.3119; 2017-06-02: 22.0863; 2017-06-02: 21.6163; 2017-06-02: 21.4956; 2017-06-02: 21.268; 2017-06-02: 20.7955; 2017-06-02: 19.3054; 2017-06-02: 19.186; 2017-06-02: 19.2213; 2017-06-02: 19.2876; 2017-06-02: 19.3904; 2017-06-02: 19.5483; 2017-06-02: 19.47; 2017-06-02: 19.7338; 2017-06-02: 45.8479; 2017-06-02: 46.3665; 2017-06-02: 45.8338; 2017-06-02: 45.3207; 2017-06-02: 45.9259; 2017-06-02: 44.0203; 2017-06-02: 44.994; 2017-06-02: 43.7374; 2017-06-02: 44.779; 2017-06-02: 43.0968; 2017-06-02: 44.2686; 2017-06-02: 43.1943; 2017-06-02: 41.3228; 2017-06-02: 36.5721; 2017-06-02: 37.1537; 2017-06-02: 36.8116; 2017-06-02: 36.3892; 2017-06-02: 35.4498; 2017-06-02: 35.2363; 2017-06-02: 34.7737; 2017-06-02: 33.7694; 2017-06-02: 29.3942; 2017-06-02: 29.8646; 2017-06-02: 29.5955; 2017-06-02: 29.2905; 2017-06-02: 28.653; 2017-06-02: 28.4902; 2017-06-02: 28.1695; 2017-06-02: 27.5078; 2017-06-02: 25.6189; 2017-06-02: 25.5236; 2017-06-02: 25.575; 2017-06-02: 25.6658; 2017-06-02: 25.8113; 2017-06-02: 25.9529; 2017-06-02: 25.9216; 2017-06-02: 26.1992
552
553 | Loss in Individual LP Piping | psi | 2017-06-02: 0.14282; 2017-06-02: 2.8034; 2017-06-02: 0.027891; 2017-06-02: 0.035056; 2017-06-02: 0.068936; 2017-06-02: 0.10757; 2017-06-02: 0.12816; 2017-06-02: 0.12814; 2017-06-02: 0.48937; 2017-06-02: 0.39529; 2017-06-02: 0.25615; 2017-06-02: 0.22384; 2017-06-02: 0.12797; 2017-06-02: 0.12811; 2017-06-02: 0.14076; 2017-06-02: 0.12641; 2017-06-02: 0.0069908; 2017-06-02: 0; 2017-06-02: 0; 2017-06-02: 0; 2017-06-02: 0.020508; 2017-06-02: 0.068849; 2017-06-02: 0.23717; 2017-06-02: 0.34333; 2017-06-02: 2.9979; 2017-06-02: 2.8378; 2017-06-02: 2.8265; 2017-06-02: 2.7725; 2017-06-02: 2.7861; 2017-06-02: 2.7063; 2017-06-02: 2.7614; 2017-06-02: 2.6832; 2017-06-02: 2.7562; 2017-06-02: 2.6353; 2017-06-02: 2.7444; 2017-06-02: 2.6801; 2017-06-02: 2.6257; 2017-06-02: 1.8366; 2017-06-02: 1.9187; 2017-06-02: 1.8982; 2017-06-02: 1.955; 2017-06-02: 2.1583; 2017-06-02: 2.1958; 2017-06-02: 2.2277; 2017-06-02: 2.3007; 2017-06-02: 1.9351; 2017-06-02: 1.9589; 2017-06-02: 1.7954; 2017-06-02: 1.8382; 2017-06-02: 2.0837; 2017-06-02: 2.1296; 2017-06-02: 2.1735; 2017-06-02: 2.2434; 2017-06-02: 2.1482; 2017-06-02: 2.2242; 2017-06-02: 2.2777; 2017-06-02: 2.2081; 2017-06-02: 2.4372; 2017-06-02: 2.4283; 2017-06-02: 2.5626; 2017-06-02: 2.6423; 2017-06-02: 6.222; 2017-06-02: 5.9651; 2017-06-02: 5.5145; 2017-06-02: 5.0774; 2017-06-02: 5.0181; 2017-06-02: 5.2809; 2017-06-02: 5.2995; 2017-06-02: 5.2998; 2017-06-02: 5.3423; 2017-06-02: 5.3165; 2017-06-02: 5.4262; 2017-06-02: 5.4551; 2017-06-02: 5.5116; 2017-06-02: 5.0944; 2017-06-02: 4.8961; 2017-06-02: 4.7721; 2017-06-02: 4.4291; 2017-06-02: 4.7196; 2017-06-02: 4.8337; 2017-06-02: 4.9251; 2017-06-02: 5.0847; 2017-06-02: 4.2326; 2017-06-02: 4.1449; 2017-06-02: 4.4603; 2017-06-02: 4.1926; 2017-06-02: 4.339; 2017-06-02: 4.4368; 2017-06-02: 4.5792; 2017-06-02: 4.7351; 2017-06-02: 5.174; 2017-06-02: 4.8479; 2017-06-02: 4.7315; 2017-06-02: 4.6988; 2017-06-02: 4.8393; 2017-06-02: 4.8705; 2017-06-02: 5.1251; 2017-06-02: 5.3331
554 | Loss in Common LP Piping | psi | 2017-06-02: 0.08901; 2017-06-02: 1.8052; 2017-06-02: 0.017376; 2017-06-02: 0.021828; 2017-06-02: 0.042946; 2017-06-02: 0.067036; 2017-06-02: 0.079858; 2017-06-02: 0.079843; 2017-06-02: 0.30615; 2017-06-02: 0.24704; 2017-06-02: 0.15983; 2017-06-02: 0.13963; 2017-06-02: 0.079742; 2017-06-02: 0.079829; 2017-06-02: 0.087748; 2017-06-02: 0.078785; 2017-06-02: 0.0011023; 2017-06-02: 0; 2017-06-02: 0; 2017-06-02: 0; 2017-06-02: 0.0032488; 2017-06-02: 0.010878; 2017-06-02: 0.037579; 2017-06-02: 0.054534; 2017-06-02: 1.934; 2017-06-02: 1.8268; 2017-06-02: 1.82; 2017-06-02: 1.7846; 2017-06-02: 1.7929; 2017-06-02: 1.7418; 2017-06-02: 1.7773; 2017-06-02: 1.7267; 2017-06-02: 1.774; 2017-06-02: 1.6954; 2017-06-02: 1.7666; 2017-06-02: 1.7247; 2017-06-02: 1.6911; 2017-06-02: 1.1752; 2017-06-02: 1.2286; 2017-06-02: 1.2153; 2017-06-02: 1.2531; 2017-06-02: 1.3882; 2017-06-02: 1.4133; 2017-06-02: 1.4349; 2017-06-02: 1.4847; 2017-06-02: 1.2477; 2017-06-02: 1.2629; 2017-06-02: 1.1547; 2017-06-02: 1.1834; 2017-06-02: 1.348; 2017-06-02: 1.3791; 2017-06-02: 1.409; 2017-06-02: 1.4571; 2017-06-02: 1.3984; 2017-06-02: 1.4504; 2017-06-02: 1.4867; 2017-06-02: 1.4392; 2017-06-02: 1.5949; 2017-06-02: 1.5881; 2017-06-02: 1.6805; 2017-06-02: 1.734; 2017-06-02: 1.1274; 2017-06-02: 1.074; 2017-06-02: 0.9854; 2017-06-02: 0.90034; 2017-06-02: 0.88749; 2017-06-02: 0.94237; 2017-06-02: 0.94386; 2017-06-02: 0.94655; 2017-06-02: 0.95262; 2017-06-02: 0.95084; 2017-06-02: 0.9701; 2017-06-02: 0.97761; 2017-06-02: 0.99415; 2017-06-02: 0.92464; 2017-06-02: 0.88282; 2017-06-02: 0.85872; 2017-06-02: 0.7913; 2017-06-02: 0.8515; 2017-06-02: 0.8751; 2017-06-02: 0.89469; 2017-06-02: 0.93019; 2017-06-02: 0.77057; 2017-06-02: 0.75127; 2017-06-02: 0.81669; 2017-06-02: 0.76272; 2017-06-02: 0.79479; 2017-06-02: 0.81563; 2017-06-02: 0.84624; 2017-06-02: 0.88131; 2017-06-02: 0.98981; 2017-06-02: 0.91928; 2017-06-02: 0.89371; 2017-06-02: 0.88617; 2017-06-02: 0.9159; 2017-06-02: 0.92142; 2017-06-02: 0.97786; 2017-06-02: 1.0216
555 | Total Loss in LP Piping | psi | 2017-06-02: 0.23183; 2017-06-02: 4.6086; 2017-06-02: 0.045266; 2017-06-02: 0.056884; 2017-06-02: 0.11188; 2017-06-02: 0.17461; 2017-06-02: 0.20801; 2017-06-02: 0.20798; 2017-06-02: 0.79552; 2017-06-02: 0.64233; 2017-06-02: 0.41598; 2017-06-02: 0.36346; 2017-06-02: 0.20771; 2017-06-02: 0.20794; 2017-06-02: 0.22851; 2017-06-02: 0.2052; 2017-06-02: 0.0080931; 2017-06-02: 0; 2017-06-02: 0; 2017-06-02: 0; 2017-06-02: 0.023757; 2017-06-02: 0.079727; 2017-06-02: 0.27474; 2017-06-02: 0.39787; 2017-06-02: 4.9319; 2017-06-02: 4.6646; 2017-06-02: 4.6465; 2017-06-02: 4.5572; 2017-06-02: 4.579; 2017-06-02: 4.4481; 2017-06-02: 4.5387; 2017-06-02: 4.4099; 2017-06-02: 4.5302; 2017-06-02: 4.3308; 2017-06-02: 4.511; 2017-06-02: 4.4048; 2017-06-02: 4.3168; 2017-06-02: 3.0118; 2017-06-02: 3.1473; 2017-06-02: 3.1136; 2017-06-02: 3.2081; 2017-06-02: 3.5465; 2017-06-02: 3.6092; 2017-06-02: 3.6626; 2017-06-02: 3.7854; 2017-06-02: 3.1828; 2017-06-02: 3.2218; 2017-06-02: 2.95; 2017-06-02: 3.0217; 2017-06-02: 3.4318; 2017-06-02: 3.5088; 2017-06-02: 3.5825; 2017-06-02: 3.7006; 2017-06-02: 3.5467; 2017-06-02: 3.6746; 2017-06-02: 3.7644; 2017-06-02: 3.6473; 2017-06-02: 4.0322; 2017-06-02: 4.0164; 2017-06-02: 4.2431; 2017-06-02: 4.3763; 2017-06-02: 7.3494; 2017-06-02: 7.0391; 2017-06-02: 6.4999; 2017-06-02: 5.9777; 2017-06-02: 5.9056; 2017-06-02: 6.2233; 2017-06-02: 6.2433; 2017-06-02: 6.2464; 2017-06-02: 6.2949; 2017-06-02: 6.2673; 2017-06-02: 6.3963; 2017-06-02: 6.4328; 2017-06-02: 6.5057; 2017-06-02: 6.019; 2017-06-02: 5.7789; 2017-06-02: 5.6308; 2017-06-02: 5.2204; 2017-06-02: 5.5711; 2017-06-02: 5.7088; 2017-06-02: 5.8198; 2017-06-02: 6.0149; 2017-06-02: 5.0032; 2017-06-02: 4.8961; 2017-06-02: 5.277; 2017-06-02: 4.9554; 2017-06-02: 5.1338; 2017-06-02: 5.2525; 2017-06-02: 5.4254; 2017-06-02: 5.6164; 2017-06-02: 6.1638; 2017-06-02: 5.7672; 2017-06-02: 5.6252; 2017-06-02: 5.585; 2017-06-02: 5.7552; 2017-06-02: 5.7919; 2017-06-02: 6.1029; 2017-06-02: 6.3547
556
557 | Total Temperature Loss in LP Piping | F | 2017-06-02: 5.9809; 2017-06-02: 6.8974; 2017-06-02: 5.96; 2017-06-02: 5.962; 2017-06-02: 5.969; 2017-06-02: 5.9769; 2017-06-02: 5.9791; 2017-06-02: 5.9785; 2017-06-02: 6.1115; 2017-06-02: 6.0788; 2017-06-02: 6.03; 2017-06-02: 6.014; 2017-06-02: 5.9791; 2017-06-02: 5.9782; 2017-06-02: 5.9812; 2017-06-02: 5.9897; 2017-06-02: 6.1411; 2017-06-02: 0; 2017-06-02: 0; 2017-06-02: 0; 2017-06-02: 6.1439; 2017-06-02: 6.1551; 2017-06-02: 6.194; 2017-06-02: 6.2294; 2017-06-02: 6.9395; 2017-06-02: 6.8846; 2017-06-02: 6.8899; 2017-06-02: 6.8818; 2017-06-02: 6.8792; 2017-06-02: 6.8755; 2017-06-02: 6.8827; 2017-06-02: 6.8711; 2017-06-02: 6.8832; 2017-06-02: 6.8625; 2017-06-02: 6.8854; 2017-06-02: 6.876; 2017-06-02: 6.8807; 2017-06-02: 6.6733; 2017-06-02: 6.6944; 2017-06-02: 6.691; 2017-06-02: 6.7136; 2017-06-02: 6.7919; 2017-06-02: 6.8071; 2017-06-02: 6.8234; 2017-06-02: 6.8603; 2017-06-02: 6.7838; 2017-06-02: 6.7865; 2017-06-02: 6.7325; 2017-06-02: 6.7511; 2017-06-02: 6.8465; 2017-06-02: 6.865; 2017-06-02: 6.8855; 2017-06-02: 6.9206; 2017-06-02: 6.9091; 2017-06-02: 6.9386; 2017-06-02: 6.9581; 2017-06-02: 6.9311; 2017-06-02: 7.016; 2017-06-02: 7.0115; 2017-06-02: 7.0632; 2017-06-02: 7.0916; 2017-06-02: 7.6975; 2017-06-02: 7.6284; 2017-06-02: 7.5173; 2017-06-02: 7.4113; 2017-06-02: 7.3921; 2017-06-02: 7.4785; 2017-06-02: 7.4761; 2017-06-02: 7.4867; 2017-06-02: 7.4902; 2017-06-02: 7.4988; 2017-06-02: 7.5186; 2017-06-02: 7.5395; 2017-06-02: 7.569; 2017-06-02: 7.4866; 2017-06-02: 7.4275; 2017-06-02: 7.3969; 2017-06-02: 7.3082; 2017-06-02: 7.3957; 2017-06-02: 7.429; 2017-06-02: 7.4596; 2017-06-02: 7.5166; 2017-06-02: 7.3093; 2017-06-02: 7.2814; 2017-06-02: 7.371; 2017-06-02: 7.2992; 2017-06-02: 7.3463; 2017-06-02: 7.3757; 2017-06-02: 7.4207; 2017-06-02: 7.475; 2017-06-02: 7.6104; 2017-06-02: 7.5137; 2017-06-02: 7.4794; 2017-06-02: 7.4691; 2017-06-02: 7.5096; 2017-06-02: 7.5186; 2017-06-02: 7.5937; 2017-06-02: 7.6556
558 | Total Enthalpy Loss in LP Piping | Btu/lb | 2017-06-02: 3; 2017-06-02: 3; 2017-06-02: 3; 2017-06-02: 3; 2017-06-02: 3; 2017-06-02: 3; 2017-06-02: 3; 2017-06-02: 3; 2017-06-02: 3; 2017-06-02: 3; 2017-06-02: 3; 2017-06-02: 3; 2017-06-02: 3; 2017-06-02: 3; 2017-06-02: 3; 2017-06-02: 3; 2017-06-02: 3; 2017-06-02: 3; 2017-06-02: 3; 2017-06-02: 3; 2017-06-02: 3; 2017-06-02: 3; 2017-06-02: 3; 2017-06-02: 3; 2017-06-02: 3; 2017-06-02: 3; 2017-06-02: 3; 2017-06-02: 3; 2017-06-02: 3; 2017-06-02: 3; 2017-06-02: 3; 2017-06-02: 3.0004; 2017-06-02: 3; 2017-06-02: 3; 2017-06-02: 3; 2017-06-02: 3; 2017-06-02: 3; 2017-06-02: 3; 2017-06-02: 3; 2017-06-02: 3; 2017-06-02: 3; 2017-06-02: 3; 2017-06-02: 3; 2017-06-02: 3; 2017-06-02: 3; 2017-06-02: 3; 2017-06-02: 3; 2017-06-02: 3; 2017-06-02: 3.0004; 2017-06-02: 3; 2017-06-02: 3; 2017-06-02: 3.0004; 2017-06-02: 3; 2017-06-02: 3; 2017-06-02: 3; 2017-06-02: 3; 2017-06-02: 3; 2017-06-02: 3; 2017-06-02: 3; 2017-06-02: 3; 2017-06-02: 3; 2017-06-02: 3; 2017-06-02: 3; 2017-06-02: 3; 2017-06-02: 3; 2017-06-02: 3; 2017-06-02: 3; 2017-06-02: 3; 2017-06-02: 3; 2017-06-02: 3; 2017-06-02: 3; 2017-06-02: 3; 2017-06-02: 3; 2017-06-02: 3; 2017-06-02: 3; 2017-06-02: 3; 2017-06-02: 3; 2017-06-02: 3; 2017-06-02: 3; 2017-06-02: 3; 2017-06-02: 3; 2017-06-02: 3; 2017-06-02: 3; 2017-06-02: 3; 2017-06-02: 3; 2017-06-02: 3; 2017-06-02: 3; 2017-06-02: 3; 2017-06-02: 3; 2017-06-02: 3; 2017-06-02: 3; 2017-06-02: 3; 2017-06-02: 3; 2017-06-02: 3; 2017-06-02: 3; 2017-06-02: 3; 2017-06-02: 3; 2017-06-02: 3
559
560
z